## PV_BESS_OPT
Buseness Plan BIG PV + BESS
Assumptions |  | Range | w.r.t.
Initial Investment Cost (Euro) | 950000 |  | PV_1
Initial Investment Cost (Euro) |  |  | PV_2
Initial Investment Cost (Euro) | 980000 |  | BESS
Operations and Maintenance Costs (Euro/kWp) | 15 | 10 bis 15 | PV_tot
Operations and Maintenance Costs (Euro/Year) | 12000 | 7-12k | BESS
O&M Growth Rate (%) | 1% |  | all
Reduction output (%) | 99% |  | all
Annual Electricity Output PV (kWh) |  | SCALED Data 2024 | PV_1+2
Annual Electricity Output BESS (kWh) |  | Scaled *52 weekly result
Peak Power (kWp) |  | PV_1 + PV_2 | PV_1+2
BES capcacity in kWh | 4472 |  | BESS
Power BESS limit (kW) | 1000 |  | BESS
Project Lifespan (years) | 25 |  | all
Discount Rate (%) | 3.5% |  | all
Entry Date | 2026-12-31 |  | PV_2 + BESS
Total Costs | Construction | Operations | Operations | Operations | Operations | Operations | Operations | Operations | Operations | Operations | Operations | Operations | Operations | Operations | Operations | Operations | Operations | Operations | Operations | Operations | Operations | Operations | Operations | Operations | Operations | Operations | Operations
Date
Year Frac (From Start Date)
Discount Factor
Initial Investment, PV1+PV2+BESS |  | 0 | 0 | 0 | 0 | 0 | 0 | 0 | 0 | 0 | 0 | 0 | 0 | 0 | 0 | 0 | 0 | 0 | 0 | 0 | 0 | 0 | 0 | 0 | 0 | 0 | 0
O&M Costs_PV | 0
O&M Costs_BESS | 0
Present Value of PV Cost
Present Value of BESS Cost
Present Value of total Cost
Revenue PV
Revenue BESS
Revenue Grid Buy Reduction vs NO PV
Present Value of Revenues | 0
NPV of PV Costs
NPV of BESS Costs
NPV of Total Costs
NPV Project
Total Energy Output | Entry
Yearly Output PV
Yearly Output BESS
Discount Factor
Present Value of Energy PV
Present Value of Energy BESS
NPV of PV Output Energy
NPV of BESS Output Energy
NPV of total Output Energy
LCOE_PV
LCOE_BESS

## PV_REF
REFERENCE SMALL PV
Assumptions |  | Range | w.r.t.
Initial Investment Cost (Euro) | 950000 |  | PV_1
Operations and Maintenance Costs (Euro/kWp) | 15 | 10 bis 15 | PV_tot
O&M Growth Rate (%) | 1% |  | all
Reduction output (%) | 99% |  | all
Annual Electricity Output PV (kWh) |  | Data 2024 | PV_1
Annual Electricity Output BESS (kWh)
Peak Power (kWp) | 1310 |  | PV_1
Project Lifespan (years) | 25 |  | all
Discount Rate (%) | 2% |  | all
Entry Date | 2026-12-31
Total Costs | Construction | Operations | Operations | Operations | Operations | Operations | Operations | Operations | Operations | Operations | Operations | Operations | Operations | Operations | Operations | Operations | Operations | Operations | Operations | Operations | Operations | Operations | Operations | Operations | Operations | Operations | Operations
Date
Year Frac (From Start Date)
Discount Factor
Initial Investment, PV1 |  | 0 | 0 | 0 | 0 | 0 | 0 | 0 | 0 | 0 | 0 | 0 | 0 | 0 | 0 | 0 | 0 | 0 | 0 | 0 | 0 | 0 | 0 | 0 | 0 | 0 | 0
O&M Costs_PV | 0
Present Value of total Cost
Revenue PV
Revenue Grid Buy Reduction vs NO PV
Present Value of Revenues | 0
NPV of PV Costs
NPV of Total Costs
NPV Project
Total Energy Output | Entry
Yearly Output PV
Discount Factor
Present Value of Energy PV
NPV of PV Output Energy
NPV of total Output Energy
LCOE_PV

## BESS Sizing
IDEAL |  |  | ACTUAL
Daily PV Energy/kWp | 4.36 | kWh/kWp
Big Plant Size |  | kWp | Avrg PV Energy Daily | kWh/Day
PV_1 | 1310 | kWp |  | kWp
PV_2 | 1218 | kWp
Opt BESS combined |  | kWh | Ratio Dayli (Tot Energy/Power) | kWh/kWp/Day
Opt BESS PV_1 |  | kWh
Opt BESS PV_2 |  | kWh
Planned size BESS |  | kWh

## Data Computation
Reference Case | Optimized Case
Yerly_PV_Production | Yerly_PV_Production
Yerly_BESS_Dispatch
Yearly_PV_revenue | Yearly_PV_revenue
Yearly_BESS_revenue | Yearly_BESS_revenue
Yearly_Delta_Grid_Buy (Small vs NO PV) | Yearly_Delta_Grid_Buy

## Output PyPSA
REFERENCE | Original PV, no BESS, no EVs | OPTIMIZED | BIG PV, BESS, EVs
Total PV Energy Produced (kWh) | 40058 | Total PV Energy Produced (kWh) | 83884.574
Total BESS Energy Discharged (kWh) | 0 | Total BESS Energy Discharged (kWh) | 29415.6545
Total Grid Sold (kWh) | 3542.88 | Total Grid Sold (kWh) | 891.1322
Total Grid Bought (kWh) | 55862.95 | Total Grid Bought (kWh) | 20943.5966
Self-Sufficiency Ratio (%) | 39.5279 | Self-Sufficiency Ratio (%) | 89.6658
EV Renewable Share (%) | 0 | EV Renewable Share (%) | 93.3785
Total Revenue (€) | -6085.9818 | Total Revenue (€) | -473.2498
BESS Capacity (kWh) | 0 | BESS Capacity (kWh) | 4472
PV Scaling Factor | 1.9298 | PV Scaling Factor | 1.9298
Simulation Period (days) | 7 | Simulation Period (days) | 7
Revenue BESS to Grid (€) | 0 | Revenue BESS to Grid (€) | 46.9523
Revenue BESS to EV (€) | 0 | Revenue BESS to EV (€) | 1144.2814
Revenue PV to Grid (€) | 239.3018 | Revenue PV to Grid (€) | 42.4828
Revenue PV to EV (€) | 0 | Revenue PV to EV (€) | 1551.2133
Cost Grid Import (with small PV) (€) | 6325.2836 | Cost Grid Import (€) | 2061.5282
Net Energy Cost with PV (€) | 6085.9818 | PV to Consumer (kWh) | 52961.9418
Net Energy Cost without PV (€) | 10196.7541 | BESS to Consumer (kWh) | 29415.6545

## FdM Dati 2024
Date | Time | PvYield | InverterYield | GridFeedIn | PurchasedFromNet | ConsumerUse
2024-01-01 | 45292 | 0 | 0 | 0 | 41.22
2024-01-01 01:00 | 45292.0417 | 0 | 0 | 0 | 41.47
2024-01-01 02:00 | 45292.0833 | 0 | 0 | 0 | 41.73
2024-01-01 03:00 | 45292.125 | 0 | 0 | 0 | 41.72
2024-01-01 04:00 | 45292.1667 | 0 | 0 | 0 | 40.2
2024-01-01 05:00 | 45292.2083 | 0 | 0 | 0 | 39.42
2024-01-01 06:00 | 45292.25 | 0 | 0 | 0 | 39.68
2024-01-01 07:00 | 45292.2917 | 0.17 | 0.17 | 0 | 38.91
2024-01-01 08:00 | 45292.3333 | 9.96 | 9.96 | 0 | 26.63
2024-01-01 09:00 | 45292.375 | 35.22 | 35.22 | 2.95 | 3.84
2024-01-01 10:00 | 45292.4167 | 157.1 | 157.1 | 113.79 | 0
2024-01-01 11:00 | 45292.4583 | 270.19 | 270.19 | 219.52 | 0
2024-01-01 12:00 | 45292.5 | 255.17 | 255.17 | 204.54 | 0
2024-01-01 13:00 | 45292.5417 | 231.21 | 231.21 | 181.76 | 0
2024-01-01 14:00 | 45292.5833 | 146.7 | 146.7 | 103.62 | 0
2024-01-01 15:00 | 45292.625 | 56.13 | 56.13 | 19.65 | 1.02
2024-01-01 16:00 | 45292.6667 | 5.43 | 5.43 | 0 | 32
2024-01-01 17:00 | 45292.7083 | 0 | 0 | 0 | 40.19
2024-01-01 18:00 | 45292.75 | 0 | 0 | 0 | 40.96
2024-01-01 19:00 | 45292.7917 | 0 | 0 | 0 | 40.19
2024-01-01 20:00 | 45292.8333 | 0 | 0 | 0 | 40.71
2024-01-01 21:00 | 45292.875 | 0 | 0 | 0 | 40.19
2024-01-01 22:00 | 45292.9167 | 0 | 0 | 0 | 40.96
2024-01-01 23:00 | 45292.9583 | 0 | 0 | 0 | 40.96
2024-02-01 | 45323 | 0 | 0 | 0 | 39.68
2024-02-01 01:00 | 45323.0417 | 0 | 0 | 0 | 38.91
2024-02-01 02:00 | 45323.0833 | 0 | 0 | 0 | 39.43
2024-02-01 03:00 | 45323.125 | 0 | 0 | 0 | 39.93
2024-02-01 04:00 | 45323.1667 | 0 | 0 | 0 | 39.94
2024-02-01 05:00 | 45323.2083 | 0 | 0 | 0 | 39.17
2024-02-01 06:00 | 45323.25 | 0 | 0 | 0 | 38.65
2024-02-01 07:00 | 45323.2917 | 0.67 | 0.67 | 0 | 37.89
2024-02-01 08:00 | 45323.3333 | 31.04 | 31.04 | 5.63 | 11.01
2024-02-01 09:00 | 45323.375 | 103.29 | 103.29 | 62.4 | 0
2024-02-01 10:00 | 45323.4167 | 119.86 | 119.86 | 77.76 | 0
2024-02-01 11:00 | 45323.4583 | 170.33 | 170.33 | 125.25 | 0
2024-02-01 12:00 | 45323.5 | 226.11 | 226.11 | 178.05 | 0
2024-02-01 13:00 | 45323.5417 | 251.94 | 251.94 | 202.43 | 0
2024-02-01 14:00 | 45323.5833 | 150.93 | 150.93 | 107.65 | 0
2024-02-01 15:00 | 45323.625 | 41.71 | 41.71 | 5.31 | 1.28
2024-02-01 16:00 | 45323.6667 | 4.09 | 4.09 | 0 | 34.56
2024-02-01 17:00 | 45323.7083 | 0 | 0 | 0 | 41.47
2024-02-01 18:00 | 45323.75 | 0 | 0 | 0 | 40.45
2024-02-01 19:00 | 45323.7917 | 0 | 0 | 0 | 41.21
2024-02-01 20:00 | 45323.8333 | 0 | 0 | 0 | 40.71
2024-02-01 21:00 | 45323.875 | 0 | 0 | 0 | 39.93
2024-02-01 22:00 | 45323.9167 | 0 | 0 | 0 | 40.45
2024-02-01 23:00 | 45323.9583 | 0 | 0 | 0 | 39.68
2024-03-01 | 45352 | 0 | 0 | 0 | 39.94
2024-03-01 01:00 | 45352.0417 | 0 | 0 | 0 | 39.42
2024-03-01 02:00 | 45352.0833 | 0 | 0 | 0 | 38.91
2024-03-01 03:00 | 45352.125 | 0 | 0 | 0 | 38.92
2024-03-01 04:00 | 45352.1667 | 0 | 0 | 0 | 38.4
2024-03-01 05:00 | 45352.2083 | 0 | 0 | 0 | 38.4
2024-03-01 06:00 | 45352.25 | 0 | 0 | 0 | 38.4
2024-03-01 07:00 | 45352.2917 | 0.02 | 0.02 | 0 | 37.88
2024-03-01 08:00 | 45352.3333 | 4.77 | 4.77 | 0 | 32
2024-03-01 09:00 | 45352.375 | 12.39 | 12.39 | 0 | 22.53
2024-03-01 10:00 | 45352.4167 | 35.87 | 35.87 | 6.46 | 6.91
2024-03-01 11:00 | 45352.4583 | 64.16 | 64.16 | 26.18 | 0
2024-03-01 12:00 | 45352.5 | 62.53 | 62.53 | 24.7 | 0
2024-03-01 13:00 | 45352.5417 | 67.76 | 67.76 | 29.51 | 0
2024-03-01 14:00 | 45352.5833 | 52.89 | 52.89 | 15.04 | 0
2024-03-01 15:00 | 45352.625 | 37.74 | 37.74 | 6.14 | 4.61
2024-03-01 16:00 | 45352.6667 | 3.41 | 3.41 | 0 | 34.56
2024-03-01 17:00 | 45352.7083 | 0 | 0 | 0 | 39.94
2024-03-01 18:00 | 45352.75 | 0 | 0 | 0 | 40.19
2024-03-01 19:00 | 45352.7917 | 0 | 0 | 0 | 39.94
2024-03-01 20:00 | 45352.8333 | 0 | 0 | 0 | 40.44
2024-03-01 21:00 | 45352.875 | 0 | 0 | 0 | 40.2
2024-03-01 22:00 | 45352.9167 | 0 | 0 | 0 | 39.68
2024-03-01 23:00 | 45352.9583 | 0 | 0 | 0 | 39.42
2024-04-01 | 45383 | 0 | 0 | 0 | 39.17
2024-04-01 01:00 | 45383.0417 | 0 | 0 | 0 | 39.68
2024-04-01 02:00 | 45383.0833 | 0 | 0 | 0 | 39.17
2024-04-01 03:00 | 45383.125 | 0 | 0 | 0 | 38.4
2024-04-01 04:00 | 45383.1667 | 0 | 0 | 0 | 38.91
2024-04-01 05:00 | 45383.2083 | 0 | 0 | 0 | 38.4
2024-04-01 06:00 | 45383.25 | 0 | 0 | 0 | 38.4
2024-04-01 07:00 | 45383.2917 | 0.04 | 0.04 | 0 | 38.14
2024-04-01 08:00 | 45383.3333 | 11.98 | 11.98 | 0 | 23.55
2024-04-01 09:00 | 45383.375 | 38.39 | 38.39 | 5.76 | 4.1
2024-04-01 10:00 | 45383.4167 | 72.94 | 72.94 | 34.43 | 0
2024-04-01 11:00 | 45383.4583 | 155.77 | 155.77 | 111.94 | 0
2024-04-01 12:00 | 45383.5 | 203.21 | 203.21 | 155.39 | 0
2024-04-01 13:00 | 45383.5417 | 144.81 | 144.81 | 101.12 | 0
2024-04-01 14:00 | 45383.5833 | 65.98 | 65.98 | 27.26 | 0
2024-04-01 15:00 | 45383.625 | 34.07 | 34.07 | 3.4 | 6.4
2024-04-01 16:00 | 45383.6667 | 11.13 | 11.13 | 0 | 25.6
2024-04-01 17:00 | 45383.7083 | 0 | 0 | 0 | 40.7
2024-04-01 18:00 | 45383.75 | 0 | 0 | 0 | 40.71
2024-04-01 19:00 | 45383.7917 | 0 | 0 | 0 | 40.96
2024-04-01 20:00 | 45383.8333 | 0 | 0 | 0 | 40.45
2024-04-01 21:00 | 45383.875 | 0 | 0 | 0 | 40.7
2024-04-01 22:00 | 45383.9167 | 0 | 0 | 0 | 41.47
2024-04-01 23:00 | 45383.9583 | 0 | 0 | 0 | 39.68
2024-05-01 | 45413 | 0 | 0 | 0 | 38.91
2024-05-01 01:00 | 45413.0417 | 0 | 0 | 0 | 39.17
2024-05-01 02:00 | 45413.0833 | 0 | 0 | 0 | 39.17
2024-05-01 03:00 | 45413.125 | 0 | 0 | 0 | 39.17
2024-05-01 04:00 | 45413.1667 | 0 | 0 | 0 | 38.91
2024-05-01 05:00 | 45413.2083 | 0 | 0 | 0 | 38.91
2024-05-01 06:00 | 45413.25 | 0 | 0 | 0 | 38.91
2024-05-01 07:00 | 45413.2917 | 0.04 | 0.04 | 0 | 38.92
2024-05-01 08:00 | 45413.3333 | 21.26 | 21.26 | 2.3 | 17.4
2024-05-01 09:00 | 45413.375 | 184.23 | 184.23 | 138.3 | 0
2024-05-01 10:00 | 45413.4167 | 257.84 | 257.84 | 207.11 | 0
2024-05-01 11:00 | 45413.4583 | 249.62 | 249.62 | 199.42 | 0
2024-05-01 12:00 | 45413.5 | 121.36 | 121.36 | 79.11 | 0
2024-05-01 13:00 | 45413.5417 | 106.45 | 106.45 | 65.4 | 0
2024-05-01 14:00 | 45413.5833 | 58.13 | 58.13 | 22.08 | 2.31
2024-05-01 15:00 | 45413.625 | 30.74 | 30.74 | 6.21 | 12.29
2024-05-01 16:00 | 45413.6667 | 2.17 | 2.17 | 0 | 36.35
2024-05-01 17:00 | 45413.7083 | 0 | 0 | 0 | 40.19
2024-05-01 18:00 | 45413.75 | 0 | 0 | 0 | 39.94
2024-05-01 19:00 | 45413.7917 | 0 | 0 | 0 | 40.44
2024-05-01 20:00 | 45413.8333 | 0 | 0 | 0 | 41.73
2024-05-01 21:00 | 45413.875 | 0 | 0 | 0 | 40.71
2024-05-01 22:00 | 45413.9167 | 0 | 0 | 0 | 40.96
2024-05-01 23:00 | 45413.9583 | 0 | 0 | 0 | 40.44
2024-06-01 | 45444 | 0 | 0 | 0 | 39.68
2024-06-01 01:00 | 45444.0417 | 0 | 0 | 0 | 39.68
2024-06-01 02:00 | 45444.0833 | 0 | 0 | 0 | 39.43
2024-06-01 03:00 | 45444.125 | 0 | 0 | 0 | 39.68
2024-06-01 04:00 | 45444.1667 | 0 | 0 | 0 | 39.68
2024-06-01 05:00 | 45444.2083 | 0 | 0 | 0 | 39.17
2024-06-01 06:00 | 45444.25 | 0 | 0 | 0 | 38.65
2024-06-01 07:00 | 45444.2917 | 0 | 0 | 0 | 39.17
2024-06-01 08:00 | 45444.3333 | 0.79 | 0.79 | 0 | 37.38
2024-06-01 09:00 | 45444.375 | 7.8 | 7.8 | 0 | 27.9
2024-06-01 10:00 | 45444.4167 | 15.65 | 15.65 | 0 | 19.71
2024-06-01 11:00 | 45444.4583 | 16.57 | 16.57 | 0 | 18.69
2024-06-01 12:00 | 45444.5 | 12.91 | 12.91 | 0 | 23.3
2024-06-01 13:00 | 45444.5417 | 15.51 | 15.51 | 0 | 20.48
2024-06-01 14:00 | 45444.5833 | 9.47 | 9.47 | 0 | 26.11
2024-06-01 15:00 | 45444.625 | 5.22 | 5.22 | 0 | 30.21
2024-06-01 16:00 | 45444.6667 | 0.72 | 0.72 | 0 | 37.37
2024-06-01 17:00 | 45444.7083 | 0 | 0 | 0 | 39.17
2024-06-01 18:00 | 45444.75 | 0 | 0 | 0 | 38.91
2024-06-01 19:00 | 45444.7917 | 0 | 0 | 0 | 39.17
2024-06-01 20:00 | 45444.8333 | 0 | 0 | 0 | 38.66
2024-06-01 21:00 | 45444.875 | 0 | 0 | 0 | 38.65
2024-06-01 22:00 | 45444.9167 | 0 | 0 | 0 | 39.43
2024-06-01 23:00 | 45444.9583 | 0 | 0 | 0 | 38.65
2024-07-01 | 45474 | 0 | 0 | 0 | 38.4
2024-07-01 01:00 | 45474.0417 | 0 | 0 | 0 | 38.15
2024-07-01 02:00 | 45474.0833 | 0 | 0 | 0 | 37.63
2024-07-01 03:00 | 45474.125 | 0 | 0 | 0 | 37.12
2024-07-01 04:00 | 45474.1667 | 0 | 0 | 0 | 37.12
2024-07-01 05:00 | 45474.2083 | 0 | 0 | 0 | 36.86
2024-07-01 06:00 | 45474.25 | 0 | 0 | 0 | 36.35
2024-07-01 07:00 | 45474.2917 | 0.44 | 0.44 | 0 | 35.84
2024-07-01 08:00 | 45474.3333 | 22.83 | 22.83 | 2.18 | 14.85
2024-07-01 09:00 | 45474.375 | 78.91 | 78.91 | 40.89 | 0
2024-07-01 10:00 | 45474.4167 | 78.68 | 78.68 | 39.56 | 0
2024-07-01 11:00 | 45474.4583 | 135.97 | 135.97 | 93.31 | 0
2024-07-01 12:00 | 45474.5 | 121.65 | 121.65 | 79.55 | 0
2024-07-01 13:00 | 45474.5417 | 114.49 | 114.49 | 73.41 | 0
2024-07-01 14:00 | 45474.5833 | 100.93 | 100.93 | 60.73 | 0
2024-07-01 15:00 | 45474.625 | 35.36 | 35.36 | 4.16 | 4.61
2024-07-01 16:00 | 45474.6667 | 2.98 | 2.98 | 0 | 33.54
2024-07-01 17:00 | 45474.7083 | 0 | 0 | 0 | 37.88
2024-07-01 18:00 | 45474.75 | 0 | 0 | 0 | 38.15
2024-07-01 19:00 | 45474.7917 | 0 | 0 | 0 | 38.14
2024-07-01 20:00 | 45474.8333 | 0 | 0 | 0 | 38.66
2024-07-01 21:00 | 45474.875 | 0 | 0 | 0 | 38.65
2024-07-01 22:00 | 45474.9167 | 0 | 0 | 0 | 38.92
2024-07-01 23:00 | 45474.9583 | 0 | 0 | 0 | 39.16
2024-08-01 | 45505 | 0 | 0 | 0 | 38.4
2024-08-01 01:00 | 45505.0417 | 0 | 0 | 0 | 38.15
2024-08-01 02:00 | 45505.0833 | 0 | 0 | 0 | 38.14
2024-08-01 03:00 | 45505.125 | 0 | 0 | 0 | 37.89
2024-08-01 04:00 | 45505.1667 | 0 | 0 | 0 | 38.4
2024-08-01 05:00 | 45505.2083 | 0 | 0 | 0 | 37.38
2024-08-01 06:00 | 45505.25 | 0 | 0 | 0 | 38.14
2024-08-01 07:00 | 45505.2917 | 0.78 | 0.78 | 0 | 58.62
2024-08-01 08:00 | 45505.3333 | 20.93 | 20.93 | 0 | 70.4
2024-08-01 09:00 | 45505.375 | 104.89 | 104.89 | 43.52 | 2.05
2024-08-01 10:00 | 45505.4167 | 225.49 | 225.49 | 159.68 | 0
2024-08-01 11:00 | 45505.4583 | 279.33 | 279.33 | 200.32 | 0
2024-08-01 12:00 | 45505.5 | 283.13 | 283.13 | 207.36 | 0
2024-08-01 13:00 | 45505.5417 | 228.93 | 228.93 | 137.28 | 0
2024-08-01 14:00 | 45505.5833 | 198.01 | 198.01 | 107.27 | 0
2024-08-01 15:00 | 45505.625 | 51.42 | 51.42 | 5.89 | 42.24
2024-08-01 16:00 | 45505.6667 | 6.49 | 6.49 | 0 | 56.32
2024-08-01 17:00 | 45505.7083 | 0 | 0 | 0 | 60.16
2024-08-01 18:00 | 45505.75 | 0 | 0 | 0 | 47.62
2024-08-01 19:00 | 45505.7917 | 0 | 0 | 0 | 46.33
2024-08-01 20:00 | 45505.8333 | 0 | 0 | 0 | 46.08
2024-08-01 21:00 | 45505.875 | 0 | 0 | 0 | 45.06
2024-08-01 22:00 | 45505.9167 | 0 | 0 | 0 | 44.8
2024-08-01 23:00 | 45505.9583 | 0 | 0 | 0 | 44.8
2024-09-01 | 45536 | 0 | 0 | 0 | 44.8
2024-09-01 01:00 | 45536.0417 | 0 | 0 | 0 | 45.06
2024-09-01 02:00 | 45536.0833 | 0 | 0 | 0 | 44.54
2024-09-01 03:00 | 45536.125 | 0 | 0 | 0 | 44.8
2024-09-01 04:00 | 45536.1667 | 0 | 0 | 0 | 44.8
2024-09-01 05:00 | 45536.2083 | 0 | 0 | 0 | 44.03
2024-09-01 06:00 | 45536.25 | 0 | 0 | 0 | 45.06
2024-09-01 07:00 | 45536.2917 | 1.85 | 1.85 | 0 | 71.68
2024-09-01 08:00 | 45536.3333 | 93.41 | 93.41 | 10.88 | 24.57
2024-09-01 09:00 | 45536.375 | 212.08 | 212.08 | 114.36 | 0
2024-09-01 10:00 | 45536.4167 | 284.78 | 284.78 | 214.85 | 0
2024-09-01 11:00 | 45536.4583 | 325.51 | 325.51 | 250.11 | 0
2024-09-01 12:00 | 45536.5 | 332.71 | 332.71 | 256.2 | 0
2024-09-01 13:00 | 45536.5417 | 285.37 | 285.37 | 208.7 | 0
2024-09-01 14:00 | 45536.5833 | 181.12 | 181.12 | 114.18 | 0
2024-09-01 15:00 | 45536.625 | 57.84 | 57.84 | 12.8 | 15.62
2024-09-01 16:00 | 45536.6667 | 9.79 | 9.79 | 0 | 48.9
2024-09-01 17:00 | 45536.7083 | 0 | 0 | 0 | 62.2
2024-09-01 18:00 | 45536.75 | 0 | 0 | 0 | 43.52
2024-09-01 19:00 | 45536.7917 | 0 | 0 | 0 | 37.89
2024-09-01 20:00 | 45536.8333 | 0 | 0 | 0 | 35.33
2024-09-01 21:00 | 45536.875 | 0 | 0 | 0 | 35.33
2024-09-01 22:00 | 45536.9167 | 0 | 0 | 0 | 35.33
2024-09-01 23:00 | 45536.9583 | 0 | 0 | 0 | 35.32
2024-10-01 | 45566 | 0 | 0 | 0 | 36.1
2024-10-01 01:00 | 45566.0417 | 0 | 0 | 0 | 35.33
2024-10-01 02:00 | 45566.0833 | 0 | 0 | 0 | 35.84
2024-10-01 03:00 | 45566.125 | 0 | 0 | 0 | 35.58
2024-10-01 04:00 | 45566.1667 | 0 | 0 | 0 | 35.33
2024-10-01 05:00 | 45566.2083 | 0 | 0 | 0 | 35.33
2024-10-01 06:00 | 45566.25 | 0 | 0 | 0 | 35.58
2024-10-01 07:00 | 45566.2917 | 2.65 | 2.65 | 0 | 41.47
2024-10-01 08:00 | 45566.3333 | 81.41 | 81.41 | 37.18 | 4.61
2024-10-01 09:00 | 45566.375 | 165.52 | 165.52 | 105.47 | 0
2024-10-01 10:00 | 45566.4167 | 221.33 | 221.33 | 143.36 | 0
2024-10-01 11:00 | 45566.4583 | 319.73 | 319.73 | 234.69 | 0
2024-10-01 12:00 | 45566.5 | 317.11 | 317.11 | 227.78 | 0
2024-10-01 13:00 | 45566.5417 | 264.9 | 264.9 | 181.37 | 0
2024-10-01 14:00 | 45566.5833 | 181.36 | 181.36 | 112.77 | 0
2024-10-01 15:00 | 45566.625 | 82.4 | 82.4 | 24.58 | 4.61
2024-10-01 16:00 | 45566.6667 | 10.9 | 10.9 | 0 | 46.59
2024-10-01 17:00 | 45566.7083 | 0 | 0 | 0 | 59.39
2024-10-01 18:00 | 45566.75 | 0 | 0 | 0 | 51.72
2024-10-01 19:00 | 45566.7917 | 0 | 0 | 0 | 49.15
2024-10-01 20:00 | 45566.8333 | 0 | 0 | 0 | 48.89
2024-10-01 21:00 | 45566.875 | 0 | 0 | 0 | 48.9
2024-10-01 22:00 | 45566.9167 | 0 | 0 | 0 | 48.9
2024-10-01 23:00 | 45566.9583 | 0 | 0 | 0 | 48.89
2024-11-01 | 45597 | 0 | 0 | 0 | 48.64
2024-11-01 01:00 | 45597.0417 | 0 | 0 | 0 | 48.9
2024-11-01 02:00 | 45597.0833 | 0 | 0 | 0 | 49.41
2024-11-01 03:00 | 45597.125 | 0 | 0 | 0 | 49.4
2024-11-01 04:00 | 45597.1667 | 0 | 0 | 0 | 49.92
2024-11-01 05:00 | 45597.2083 | 0 | 0 | 0 | 49.92
2024-11-01 06:00 | 45597.25 | 0 | 0 | 0 | 49.92
2024-11-01 07:00 | 45597.2917 | 3.17 | 3.17 | 0 | 55.56
2024-11-01 08:00 | 45597.3333 | 105.32 | 105.32 | 46.08 | 3.58
2024-11-01 09:00 | 45597.375 | 226.9 | 226.9 | 156.54 | 0
2024-11-01 10:00 | 45597.4167 | 294.66 | 294.66 | 221.18 | 0
2024-11-01 11:00 | 45597.4583 | 335.33 | 335.33 | 259.78 | 0
2024-11-01 12:00 | 45597.5 | 340.31 | 340.31 | 264.26 | 0
2024-11-01 13:00 | 45597.5417 | 294 | 294 | 221.76 | 0
2024-11-01 14:00 | 45597.5833 | 189.86 | 189.86 | 123.13 | 0
2024-11-01 15:00 | 45597.625 | 72.59 | 72.59 | 17.03 | 4.61
2024-11-01 16:00 | 45597.6667 | 11.63 | 11.63 | 0 | 38.65
2024-11-01 17:00 | 45597.7083 | 0 | 0 | 0 | 47.88
2024-11-01 18:00 | 45597.75 | 0 | 0 | 0 | 42.75
2024-11-01 19:00 | 45597.7917 | 0 | 0 | 0 | 39.93
2024-11-01 20:00 | 45597.8333 | 0 | 0 | 0 | 39.17
2024-11-01 21:00 | 45597.875 | 0 | 0 | 0 | 37.63
2024-11-01 22:00 | 45597.9167 | 0 | 0 | 0 | 37.89
2024-11-01 23:00 | 45597.9583 | 0 | 0 | 0 | 37.38
2024-12-01 | 45627 | 0 | 0 | 0 | 37.12
2024-12-01 01:00 | 45627.0417 | 0 | 0 | 0 | 37.12
2024-12-01 02:00 | 45627.0833 | 0 | 0 | 0 | 37.12
2024-12-01 03:00 | 45627.125 |  |  |  | 37.63
2024-12-01 04:00 | 45627.1667 |  |  |  | 37.63
2024-12-01 05:00 | 45627.2083 |  |  |  | 36.87
2024-12-01 06:00 | 45627.25 |  |  |  | 37.63
2024-12-01 07:00 | 45627.2917 |  |  |  | 43.01
2024-12-01 08:00 | 45627.3333 |  |  |  | 1.02
2024-12-01 09:00 | 45627.375 |  |  |  | 0
2024-12-01 10:00 | 45627.4167 |  |  |  | 0
2024-12-01 11:00 | 45627.4583 |  |  |  | 0
2024-12-01 12:00 | 45627.5 |  |  |  | 0
2024-12-01 13:00 | 45627.5417 |  |  |  | 0
2024-12-01 14:00 | 45627.5833 |  |  |  | 0
2024-12-01 15:00 | 45627.625 |  |  |  | 2.3
2024-12-01 16:00 | 45627.6667 |  |  |  | 25.09
2024-12-01 17:00 | 45627.7083 |  |  |  | 37.63
2024-12-01 18:00 | 45627.75 |  |  |  | 37.64
2024-12-01 19:00 | 45627.7917 |  |  |  | 36.6
2024-12-01 20:00 | 45627.8333 |  |  |  | 36.61
2024-12-01 21:00 | 45627.875 |  |  |  | 37.12
2024-12-01 22:00 | 45627.9167 |  |  |  | 36.87
2024-12-01 23:00 | 45627.9583 |  |  |  | 36.35
01/13/2024 00:00:00 | 01/13/2024 00:00:00 |  |  |  | 36.35
01/13/2024 01:00:00 | 01/13/2024 01:00:00 |  |  |  | 36.35
01/13/2024 02:00:00 | 01/13/2024 02:00:00 |  |  |  | 36.61
01/13/2024 03:00:00 | 01/13/2024 03:00:00 | 0 | 0 | 0 | 36.86
01/13/2024 04:00:00 | 01/13/2024 04:00:00 | 0 | 0 | 0 | 36.36
01/13/2024 05:00:00 | 01/13/2024 05:00:00 | 0 | 0 | 0 | 36.09
01/13/2024 06:00:00 | 01/13/2024 06:00:00 | 0 | 0 | 0 | 36.61
01/13/2024 07:00:00 | 01/13/2024 07:00:00 | 3.37 | 3.37 | 0 | 30.98
01/13/2024 08:00:00 | 01/13/2024 08:00:00 | 105.64 | 105.64 | 68.16 | 0
01/13/2024 09:00:00 | 01/13/2024 09:00:00 | 225.3 | 225.3 | 179.01 | 0
01/13/2024 10:00:00 | 01/13/2024 10:00:00 | 296.66 | 296.66 | 246.4 | 0
01/13/2024 11:00:00 | 01/13/2024 11:00:00 | 336.89 | 336.89 | 283.32 | 0
01/13/2024 12:00:00 | 01/13/2024 12:00:00 | 343.88 | 343.88 | 290.95 | 0
01/13/2024 13:00:00 | 01/13/2024 13:00:00 | 299.28 | 299.28 | 249.66 | 0
01/13/2024 14:00:00 | 01/13/2024 14:00:00 | 194.69 | 194.69 | 152.51 | 0
01/13/2024 15:00:00 | 01/13/2024 15:00:00 | 77.62 | 77.62 | 42.76 | 0
01/13/2024 16:00:00 | 01/13/2024 16:00:00 | 13.68 | 13.68 | 0.19 | 19.45
01/13/2024 17:00:00 | 01/13/2024 17:00:00 | 0.01 | 0.01 | 0 | 36.1
01/13/2024 18:00:00 | 01/13/2024 18:00:00 | 0 | 0 | 0 | 37.12
01/13/2024 19:00:00 | 01/13/2024 19:00:00 | 0 | 0 | 0 | 37.12
01/13/2024 20:00:00 | 01/13/2024 20:00:00 | 0 | 0 | 0 | 36.61
01/13/2024 21:00:00 | 01/13/2024 21:00:00 | 0 | 0 | 0 | 37.12
01/13/2024 22:00:00 | 01/13/2024 22:00:00 | 0 | 0 | 0 | 36.6
01/13/2024 23:00:00 | 01/13/2024 23:00:00 | 0 | 0 | 0 | 37.12
01/14/2024 00:00:00 | 01/14/2024 00:00:00 | 0 | 0 | 0 | 36.61
01/14/2024 01:00:00 | 01/14/2024 01:00:00 | 0 | 0 | 0 | 36.87
01/14/2024 02:00:00 | 01/14/2024 02:00:00 | 0 | 0 | 0 | 36.6
01/14/2024 03:00:00 | 01/14/2024 03:00:00 | 0 | 0 | 0 | 36.87
01/14/2024 04:00:00 | 01/14/2024 04:00:00 | 0 | 0 | 0 | 36.86
01/14/2024 05:00:00 | 01/14/2024 05:00:00 | 0 | 0 | 0 | 36.1
01/14/2024 06:00:00 | 01/14/2024 06:00:00 | 0 | 0 | 0 | 35.84
01/14/2024 07:00:00 | 01/14/2024 07:00:00 | 0.03 | 0.03 | 0 | 35.84
01/14/2024 08:00:00 | 01/14/2024 08:00:00 | 22.38 | 22.38 | 4.8 | 16.13
01/14/2024 09:00:00 | 01/14/2024 09:00:00 | 66.07 | 66.07 | 30.97 | 0
01/14/2024 10:00:00 | 01/14/2024 10:00:00 | 261.53 | 261.53 | 214.02 | 0
01/14/2024 11:00:00 | 01/14/2024 11:00:00 | 236.62 | 236.62 | 190.53 | 0
01/14/2024 12:00:00 | 01/14/2024 12:00:00 | 317.15 | 317.15 | 266.11 | 0
01/14/2024 13:00:00 | 01/14/2024 13:00:00 | 192.64 | 192.64 | 149.7 | 0
01/14/2024 14:00:00 | 01/14/2024 14:00:00 | 172.01 | 172.01 | 131.13 | 0
01/14/2024 15:00:00 | 01/14/2024 15:00:00 | 103.28 | 103.28 | 66.43 | 0
01/14/2024 16:00:00 | 01/14/2024 16:00:00 | 16.69 | 16.69 | 2.56 | 19.96
01/14/2024 17:00:00 | 01/14/2024 17:00:00 | 0 | 0 | 0 | 37.12
01/14/2024 18:00:00 | 01/14/2024 18:00:00 | 0 | 0 | 0 | 38.15
01/14/2024 19:00:00 | 01/14/2024 19:00:00 | 0 | 0 | 0 | 39.42
01/14/2024 20:00:00 | 01/14/2024 20:00:00 | 0 | 0 | 0 | 38.15
01/14/2024 21:00:00 | 01/14/2024 21:00:00 | 0 | 0 | 0 | 37.88
01/14/2024 22:00:00 | 01/14/2024 22:00:00 | 0 | 0 | 0 | 37.64
01/14/2024 23:00:00 | 01/14/2024 23:00:00 | 0 | 0 | 0 | 37.63
01/15/2024 00:00:00 | 01/15/2024 00:00:00 | 0 | 0 | 0 | 37.63
01/15/2024 01:00:00 | 01/15/2024 01:00:00 | 0 | 0 | 0 | 37.12
01/15/2024 02:00:00 | 01/15/2024 02:00:00 | 0 | 0 | 0 | 37.38
01/15/2024 03:00:00 | 01/15/2024 03:00:00 |  |  |  | 37.37
01/15/2024 04:00:00 | 01/15/2024 04:00:00 |  |  |  | 37.63
01/15/2024 05:00:00 | 01/15/2024 05:00:00 |  |  |  | 36.87
01/15/2024 06:00:00 | 01/15/2024 06:00:00 |  |  |  | 36.86
01/15/2024 07:00:00 | 01/15/2024 07:00:00 |  |  |  | 46.85
01/15/2024 08:00:00 | 01/15/2024 08:00:00 |  |  |  | 36.1
01/15/2024 09:00:00 | 01/15/2024 09:00:00 |  |  |  | 14.08
01/15/2024 10:00:00 | 01/15/2024 10:00:00 |  |  |  | 0
01/15/2024 11:00:00 | 01/15/2024 11:00:00 |  |  |  | 0
01/15/2024 12:00:00 | 01/15/2024 12:00:00 |  |  |  | 0
01/15/2024 13:00:00 | 01/15/2024 13:00:00 |  |  |  | 0
01/15/2024 14:00:00 | 01/15/2024 14:00:00 |  |  |  | 0
01/15/2024 15:00:00 | 01/15/2024 15:00:00 |  |  |  | 0.51
01/15/2024 16:00:00 | 01/15/2024 16:00:00 |  |  |  | 15.61
01/15/2024 17:00:00 | 01/15/2024 17:00:00 |  |  |  | 34.56
01/15/2024 18:00:00 | 01/15/2024 18:00:00 |  |  |  | 29.7
01/15/2024 19:00:00 | 01/15/2024 19:00:00 |  |  |  | 28.16
01/15/2024 20:00:00 | 01/15/2024 20:00:00 |  |  |  | 27.65
01/15/2024 21:00:00 | 01/15/2024 21:00:00 |  |  |  | 27.65
01/15/2024 22:00:00 | 01/15/2024 22:00:00 |  |  |  | 27.13
01/15/2024 23:00:00 | 01/15/2024 23:00:00 |  |  |  | 27.91
01/16/2024 00:00:00 | 01/16/2024 00:00:00 |  |  |  | 28.16
01/16/2024 01:00:00 | 01/16/2024 01:00:00 |  |  |  | 27.39
01/16/2024 02:00:00 | 01/16/2024 02:00:00 |  |  |  | 27.9
01/16/2024 03:00:00 | 01/16/2024 03:00:00 | 0 | 0 | 0 | 27.91
01/16/2024 04:00:00 | 01/16/2024 04:00:00 | 0 | 0 | 0 | 27.64
01/16/2024 05:00:00 | 01/16/2024 05:00:00 | 0 | 0 | 0 | 27.14
01/16/2024 06:00:00 | 01/16/2024 06:00:00 | 0 | 0 | 0 | 27.9
01/16/2024 07:00:00 | 01/16/2024 07:00:00 | 4.27 | 4.27 | 0 | 35.59
01/16/2024 08:00:00 | 01/16/2024 08:00:00 | 111.17 | 111.17 | 63.68 | 0.25
01/16/2024 09:00:00 | 01/16/2024 09:00:00 | 235.23 | 235.23 | 176.13 | 0
01/16/2024 10:00:00 | 01/16/2024 10:00:00 | 306.29 | 306.29 | 232.32 | 0
01/16/2024 11:00:00 | 01/16/2024 11:00:00 | 348.75 | 348.75 | 263.93 | 0
01/16/2024 12:00:00 | 01/16/2024 12:00:00 | 358.34 | 358.34 | 267.78 | 0
01/16/2024 13:00:00 | 01/16/2024 13:00:00 | 275.15 | 275.15 | 196.22 | 0
01/16/2024 14:00:00 | 01/16/2024 14:00:00 | 192.91 | 192.91 | 118.15 | 0
01/16/2024 15:00:00 | 01/16/2024 15:00:00 | 108.28 | 108.28 | 47.8 | 1.54
01/16/2024 16:00:00 | 01/16/2024 16:00:00 | 14.57 | 14.57 | 0 | 25.09
01/16/2024 17:00:00 | 01/16/2024 17:00:00 | 0 | 0 | 0 | 39.17
01/16/2024 18:00:00 | 01/16/2024 18:00:00 | 0 | 0 | 0 | 32.76
01/16/2024 19:00:00 | 01/16/2024 19:00:00 | 0 | 0 | 0 | 30.98
01/16/2024 20:00:00 | 01/16/2024 20:00:00 | 0 | 0 | 0 | 29.95
01/16/2024 21:00:00 | 01/16/2024 21:00:00 | 0 | 0 | 0 | 30.21
01/16/2024 22:00:00 | 01/16/2024 22:00:00 | 0 | 0 | 0 | 29.95
01/16/2024 23:00:00 | 01/16/2024 23:00:00 | 0 | 0 | 0 | 30.21
01/17/2024 00:00:00 | 01/17/2024 00:00:00 | 0 | 0 | 0 | 29.95
01/17/2024 01:00:00 | 01/17/2024 01:00:00 | 0 | 0 | 0 | 29.44
01/17/2024 02:00:00 | 01/17/2024 02:00:00 | 0 | 0 | 0 | 29.7
01/17/2024 03:00:00 | 01/17/2024 03:00:00 | 0 | 0 | 0 | 29.95
01/17/2024 04:00:00 | 01/17/2024 04:00:00 | 0 | 0 | 0 | 29.44
01/17/2024 05:00:00 | 01/17/2024 05:00:00 | 0 | 0 | 0 | 29.44
01/17/2024 06:00:00 | 01/17/2024 06:00:00 | 0 | 0 | 0 | 29.7
01/17/2024 07:00:00 | 01/17/2024 07:00:00 | 0.03 | 0.03 | 0 | 40.19
01/17/2024 08:00:00 | 01/17/2024 08:00:00 | 8.57 | 8.57 | 0 | 35.84
01/17/2024 09:00:00 | 01/17/2024 09:00:00 | 29.74 | 29.74 | 0 | 19.2
01/17/2024 10:00:00 | 01/17/2024 10:00:00 | 43.87 | 43.87 | 1.73 | 10.24
01/17/2024 11:00:00 | 01/17/2024 11:00:00 | 53.01 | 53.01 | 2.56 | 13.31
01/17/2024 12:00:00 | 01/17/2024 12:00:00 | 37.73 | 37.73 | 0 | 25.6
01/17/2024 13:00:00 | 01/17/2024 13:00:00 | 29.77 | 29.77 | 0 | 29.7
01/17/2024 14:00:00 | 01/17/2024 14:00:00 | 32.3 | 32.3 | 0 | 32.51
01/17/2024 15:00:00 | 01/17/2024 15:00:00 | 14.89 | 14.89 | 0 | 48.89
01/17/2024 16:00:00 | 01/17/2024 16:00:00 | 1.37 | 1.37 | 0 | 56.32
01/17/2024 17:00:00 | 01/17/2024 17:00:00 | 0 | 0 | 0 | 53.25
01/17/2024 18:00:00 | 01/17/2024 18:00:00 | 0 | 0 | 0 | 43.27
01/17/2024 19:00:00 | 01/17/2024 19:00:00 | 0 | 0 | 0 | 39.93
01/17/2024 20:00:00 | 01/17/2024 20:00:00 | 0 | 0 | 0 | 38.15
01/17/2024 21:00:00 | 01/17/2024 21:00:00 | 0 | 0 | 0 | 38.14
01/17/2024 22:00:00 | 01/17/2024 22:00:00 | 0 | 0 | 0 | 37.12
01/17/2024 23:00:00 | 01/17/2024 23:00:00 | 0 | 0 | 0 | 37.38
01/18/2024 00:00:00 | 01/18/2024 00:00:00 | 0 | 0 | 0 | 37.12
01/18/2024 01:00:00 | 01/18/2024 01:00:00 | 0 | 0 | 0 | 37.37
01/18/2024 02:00:00 | 01/18/2024 02:00:00 | 0 | 0 | 0 | 37.12
01/18/2024 03:00:00 | 01/18/2024 03:00:00 | 0 | 0 | 0 | 37.38
01/18/2024 04:00:00 | 01/18/2024 04:00:00 | 0 | 0 | 0 | 37.12
01/18/2024 05:00:00 | 01/18/2024 05:00:00 | 0 | 0 | 0 | 37.12
01/18/2024 06:00:00 | 01/18/2024 06:00:00 | 0 | 0 | 0 | 36.61
01/18/2024 07:00:00 | 01/18/2024 07:00:00 | 0 | 0 | 0 | 48.38
01/18/2024 08:00:00 | 01/18/2024 08:00:00 | 0 | 0 | 0 | 48.38
01/18/2024 09:00:00 | 01/18/2024 09:00:00 | 0 | 0 | 0 | 49.67
01/18/2024 10:00:00 | 01/18/2024 10:00:00 | 0 | 0 | 0 | 50.17
01/18/2024 11:00:00 | 01/18/2024 11:00:00 | 0 | 0 | 0 | 49.67
01/18/2024 12:00:00 | 01/18/2024 12:00:00 | 0 | 0 | 0 | 71.42
01/18/2024 13:00:00 | 01/18/2024 13:00:00 | 0 | 0 | 0 | 65.54
01/18/2024 14:00:00 | 01/18/2024 14:00:00 | 0 | 0 | 0 | 67.07
01/18/2024 15:00:00 | 01/18/2024 15:00:00 | 21.55 | 21.55 | 0 | 40.7
01/18/2024 16:00:00 | 01/18/2024 16:00:00 | 6.38 | 6.38 | 0 | 38.66
01/18/2024 17:00:00 | 01/18/2024 17:00:00 | 0 | 0 | 0 | 42.24
01/18/2024 18:00:00 | 01/18/2024 18:00:00 | 0 | 0 | 0 | 38.66
01/18/2024 19:00:00 | 01/18/2024 19:00:00 | 0 | 0 | 0 | 36.86
01/18/2024 20:00:00 | 01/18/2024 20:00:00 | 0 | 0 | 0 | 36.61
01/18/2024 21:00:00 | 01/18/2024 21:00:00 | 0 | 0 | 0 | 35.33
01/18/2024 22:00:00 | 01/18/2024 22:00:00 | 0 | 0 | 0 | 35.58
01/18/2024 23:00:00 | 01/18/2024 23:00:00 | 0 | 0 | 0 | 34.82
01/19/2024 00:00:00 | 01/19/2024 00:00:00 | 0 | 0 | 0 | 34.3
01/19/2024 01:00:00 | 01/19/2024 01:00:00 | 0 | 0 | 0 | 34.56
01/19/2024 02:00:00 | 01/19/2024 02:00:00 | 0 | 0 | 0 | 34.56
01/19/2024 03:00:00 | 01/19/2024 03:00:00 | 0 | 0 | 0 | 35.07
01/19/2024 04:00:00 | 01/19/2024 04:00:00 | 0 | 0 | 0 | 34.31
01/19/2024 05:00:00 | 01/19/2024 05:00:00 | 0 | 0 | 0 | 33.79
01/19/2024 06:00:00 | 01/19/2024 06:00:00 | 0 | 0 | 0 | 34.3
01/19/2024 07:00:00 | 01/19/2024 07:00:00 | 0 | 0 | 0 | 52.99
01/19/2024 08:00:00 | 01/19/2024 08:00:00 | 2.54 | 2.54 | 0 | 58.37
01/19/2024 09:00:00 | 01/19/2024 09:00:00 | 12.56 | 12.56 | 0 | 49.92
01/19/2024 10:00:00 | 01/19/2024 10:00:00 | 28.6 | 28.6 | 0 | 34.82
01/19/2024 11:00:00 | 01/19/2024 11:00:00 | 63.76 | 63.76 | 3.46 | 8.7
01/19/2024 12:00:00 | 01/19/2024 12:00:00 | 71.65 | 71.65 | 1.85 | 4.35
01/19/2024 13:00:00 | 01/19/2024 13:00:00 | 62.05 | 62.05 | 0.84 | 14.34
01/19/2024 14:00:00 | 01/19/2024 14:00:00 | 80.85 | 80.85 | 8.44 | 3.84
01/19/2024 15:00:00 | 01/19/2024 15:00:00 | 40.7 | 40.7 | 0 | 26.62
01/19/2024 16:00:00 | 01/19/2024 16:00:00 | 11.47 | 11.47 | 0 | 42.76
01/19/2024 17:00:00 | 01/19/2024 17:00:00 | 0 | 0 | 0 | 56.06
01/19/2024 18:00:00 | 01/19/2024 18:00:00 | 0 | 0 | 0 | 56.32
01/19/2024 19:00:00 | 01/19/2024 19:00:00 | 0 | 0 | 0 | 53.76
01/19/2024 20:00:00 | 01/19/2024 20:00:00 | 0 | 0 | 0 | 53.76
01/19/2024 21:00:00 | 01/19/2024 21:00:00 | 0 | 0 | 0 | 53.76
01/19/2024 22:00:00 | 01/19/2024 22:00:00 | 0 | 0 | 0 | 53.25
01/19/2024 23:00:00 | 01/19/2024 23:00:00 | 0 | 0 | 0 | 52.99
01/20/2024 00:00:00 | 01/20/2024 00:00:00 | 0 | 0 | 0 | 53.76
01/20/2024 01:00:00 | 01/20/2024 01:00:00 | 0 | 0 | 0 | 53.76
01/20/2024 02:00:00 | 01/20/2024 02:00:00 | 0 | 0 | 0 | 54.02
01/20/2024 03:00:00 | 01/20/2024 03:00:00 |  |  |  | 54.52
01/20/2024 04:00:00 | 01/20/2024 04:00:00 |  |  |  | 54.53
01/20/2024 05:00:00 | 01/20/2024 05:00:00 |  |  |  | 54.79
01/20/2024 06:00:00 | 01/20/2024 06:00:00 |  |  |  | 54.01
01/20/2024 07:00:00 | 01/20/2024 07:00:00 |  |  |  | 44.55
01/20/2024 08:00:00 | 01/20/2024 08:00:00 |  |  |  | 0
01/20/2024 09:00:00 | 01/20/2024 09:00:00 |  |  |  | 0
01/20/2024 10:00:00 | 01/20/2024 10:00:00 |  |  |  | 0
01/20/2024 11:00:00 | 01/20/2024 11:00:00 |  |  |  | 0
01/20/2024 12:00:00 | 01/20/2024 12:00:00 |  |  |  | 0
01/20/2024 13:00:00 | 01/20/2024 13:00:00 |  |  |  | 0
01/20/2024 14:00:00 | 01/20/2024 14:00:00 |  |  |  | 0
01/20/2024 15:00:00 | 01/20/2024 15:00:00 |  |  |  | 0.25
01/20/2024 16:00:00 | 01/20/2024 16:00:00 |  |  |  | 28.67
01/20/2024 17:00:00 | 01/20/2024 17:00:00 |  |  |  | 51.46
01/20/2024 18:00:00 | 01/20/2024 18:00:00 |  |  |  | 53.76
01/20/2024 19:00:00 | 01/20/2024 19:00:00 |  |  |  | 53.76
01/20/2024 20:00:00 | 01/20/2024 20:00:00 |  |  |  | 52.99
01/20/2024 21:00:00 | 01/20/2024 21:00:00 |  |  |  | 53.76
01/20/2024 22:00:00 | 01/20/2024 22:00:00 |  |  |  | 54.53
01/20/2024 23:00:00 | 01/20/2024 23:00:00 |  |  |  | 53.76
01/21/2024 00:00:00 | 01/21/2024 00:00:00 |  |  |  | 53.25
01/21/2024 01:00:00 | 01/21/2024 01:00:00 |  |  |  | 54.01
01/21/2024 02:00:00 | 01/21/2024 02:00:00 |  |  |  | 54.28
01/21/2024 03:00:00 | 01/21/2024 03:00:00 |  |  |  | 54.27
01/21/2024 04:00:00 | 01/21/2024 04:00:00 |  |  |  | 54.53
01/21/2024 05:00:00 | 01/21/2024 05:00:00 |  |  |  | 53.5
01/21/2024 06:00:00 | 01/21/2024 06:00:00 |  |  |  | 54.27
01/21/2024 07:00:00 | 01/21/2024 07:00:00 |  |  |  | 44.03
01/21/2024 08:00:00 | 01/21/2024 08:00:00 |  |  |  | 0
01/21/2024 09:00:00 | 01/21/2024 09:00:00 |  |  |  | 0
01/21/2024 10:00:00 | 01/21/2024 10:00:00 |  |  |  | 0
01/21/2024 11:00:00 | 01/21/2024 11:00:00 |  |  |  | 0
01/21/2024 12:00:00 | 01/21/2024 12:00:00 |  |  |  | 0
01/21/2024 13:00:00 | 01/21/2024 13:00:00 |  |  |  | 0
01/21/2024 14:00:00 | 01/21/2024 14:00:00 |  |  |  | 0
01/21/2024 15:00:00 | 01/21/2024 15:00:00 |  |  |  | 0
01/21/2024 16:00:00 | 01/21/2024 16:00:00 |  |  |  | 21.51
01/21/2024 17:00:00 | 01/21/2024 17:00:00 |  |  |  | 51.2
01/21/2024 18:00:00 | 01/21/2024 18:00:00 |  |  |  | 52.48
01/21/2024 19:00:00 | 01/21/2024 19:00:00 |  |  |  | 52.73
01/21/2024 20:00:00 | 01/21/2024 20:00:00 |  |  |  | 53.25
01/21/2024 21:00:00 | 01/21/2024 21:00:00 |  |  |  | 53.25
01/21/2024 22:00:00 | 01/21/2024 22:00:00 |  |  |  | 52.74
01/21/2024 23:00:00 | 01/21/2024 23:00:00 |  |  |  | 52.73
01/22/2024 00:00:00 | 01/22/2024 00:00:00 |  |  |  | 52.99
01/22/2024 01:00:00 | 01/22/2024 01:00:00 |  |  |  | 52.74
01/22/2024 02:00:00 | 01/22/2024 02:00:00 |  |  |  | 53.5
01/22/2024 03:00:00 | 01/22/2024 03:00:00 |  |  |  | 54.79
01/22/2024 04:00:00 | 01/22/2024 04:00:00 |  |  |  | 54.53
01/22/2024 05:00:00 | 01/22/2024 05:00:00 |  |  |  | 54.78
01/22/2024 06:00:00 | 01/22/2024 06:00:00 |  |  |  | 55.04
01/22/2024 07:00:00 | 01/22/2024 07:00:00 |  |  |  | 53.76
01/22/2024 08:00:00 | 01/22/2024 08:00:00 |  |  |  | 0.51
01/22/2024 09:00:00 | 01/22/2024 09:00:00 |  |  |  | 0
01/22/2024 10:00:00 | 01/22/2024 10:00:00 |  |  |  | 12.55
01/22/2024 11:00:00 | 01/22/2024 11:00:00 |  |  |  | 0
01/22/2024 12:00:00 | 01/22/2024 12:00:00 |  |  |  | 0
01/22/2024 13:00:00 | 01/22/2024 13:00:00 |  |  |  | 0
01/22/2024 14:00:00 | 01/22/2024 14:00:00 |  |  |  | 0
01/22/2024 15:00:00 | 01/22/2024 15:00:00 |  |  |  | 0
01/22/2024 16:00:00 | 01/22/2024 16:00:00 |  |  |  | 20.22
01/22/2024 17:00:00 | 01/22/2024 17:00:00 |  |  |  | 43.78
01/22/2024 18:00:00 | 01/22/2024 18:00:00 |  |  |  | 40.44
01/22/2024 19:00:00 | 01/22/2024 19:00:00 |  |  |  | 38.15
01/22/2024 20:00:00 | 01/22/2024 20:00:00 |  |  |  | 36.35
01/22/2024 21:00:00 | 01/22/2024 21:00:00 |  |  |  | 36.86
01/22/2024 22:00:00 | 01/22/2024 22:00:00 |  |  |  | 36.61
01/22/2024 23:00:00 | 01/22/2024 23:00:00 |  |  |  | 36.61
01/23/2024 00:00:00 | 01/23/2024 00:00:00 |  |  |  | 36.61
01/23/2024 01:00:00 | 01/23/2024 01:00:00 |  |  |  | 36.09
01/23/2024 02:00:00 | 01/23/2024 02:00:00 |  |  |  | 35.84
01/23/2024 03:00:00 | 01/23/2024 03:00:00 |  |  |  | 36.36
01/23/2024 04:00:00 | 01/23/2024 04:00:00 |  |  |  | 36.09
01/23/2024 05:00:00 | 01/23/2024 05:00:00 |  |  |  | 36.1
01/23/2024 06:00:00 | 01/23/2024 06:00:00 |  |  |  | 37.37
01/23/2024 07:00:00 | 01/23/2024 07:00:00 |  |  |  | 44.55
01/23/2024 08:00:00 | 01/23/2024 08:00:00 |  |  |  | 6.65
01/23/2024 09:00:00 | 01/23/2024 09:00:00 |  |  |  | 0
01/23/2024 10:00:00 | 01/23/2024 10:00:00 |  |  |  | 0
01/23/2024 11:00:00 | 01/23/2024 11:00:00 |  |  |  | 0
01/23/2024 12:00:00 | 01/23/2024 12:00:00 |  |  |  | 0
01/23/2024 13:00:00 | 01/23/2024 13:00:00 |  |  |  | 0
01/23/2024 14:00:00 | 01/23/2024 14:00:00 |  |  |  | 0
01/23/2024 15:00:00 | 01/23/2024 15:00:00 |  |  |  | 4.36
01/23/2024 16:00:00 | 01/23/2024 16:00:00 |  |  |  | 35.07
01/23/2024 17:00:00 | 01/23/2024 17:00:00 |  |  |  | 38.91
01/23/2024 18:00:00 | 01/23/2024 18:00:00 |  |  |  | 35.33
01/23/2024 19:00:00 | 01/23/2024 19:00:00 |  |  |  | 34.56
01/23/2024 20:00:00 | 01/23/2024 20:00:00 |  |  |  | 32.77
01/23/2024 21:00:00 | 01/23/2024 21:00:00 |  |  |  | 33.79
01/23/2024 22:00:00 | 01/23/2024 22:00:00 |  |  |  | 33.79
01/23/2024 23:00:00 | 01/23/2024 23:00:00 |  |  |  | 34.05
01/24/2024 00:00:00 | 01/24/2024 00:00:00 |  |  |  | 33.79
01/24/2024 01:00:00 | 01/24/2024 01:00:00 |  |  |  | 34.05
01/24/2024 02:00:00 | 01/24/2024 02:00:00 |  |  |  | 34.05
01/24/2024 03:00:00 | 01/24/2024 03:00:00 |  |  |  | 34.04
01/24/2024 04:00:00 | 01/24/2024 04:00:00 |  |  |  | 34.82
01/24/2024 05:00:00 | 01/24/2024 05:00:00 |  |  |  | 34.05
01/24/2024 06:00:00 | 01/24/2024 06:00:00 |  |  |  | 34.56
01/24/2024 07:00:00 | 01/24/2024 07:00:00 |  |  |  | 60.93
01/24/2024 08:00:00 | 01/24/2024 08:00:00 |  |  |  | 41.72
01/24/2024 09:00:00 | 01/24/2024 09:00:00 |  |  |  | 7.68
01/24/2024 10:00:00 | 01/24/2024 10:00:00 |  |  |  | 0.26
01/24/2024 11:00:00 | 01/24/2024 11:00:00 |  |  |  | 0.26
01/24/2024 12:00:00 | 01/24/2024 12:00:00 |  |  |  | 0
01/24/2024 13:00:00 | 01/24/2024 13:00:00 |  |  |  | 0
01/24/2024 14:00:00 | 01/24/2024 14:00:00 |  |  |  | 0
01/24/2024 15:00:00 | 01/24/2024 15:00:00 |  |  |  | 0
01/24/2024 16:00:00 | 01/24/2024 16:00:00 |  |  |  | 9.21
01/24/2024 17:00:00 | 01/24/2024 17:00:00 |  |  |  | 33.54
01/24/2024 18:00:00 | 01/24/2024 18:00:00 |  |  |  | 30.97
01/24/2024 19:00:00 | 01/24/2024 19:00:00 |  |  |  | 28.68
01/24/2024 20:00:00 | 01/24/2024 20:00:00 |  |  |  | 28.16
01/24/2024 21:00:00 | 01/24/2024 21:00:00 |  |  |  | 27.64
01/24/2024 22:00:00 | 01/24/2024 22:00:00 |  |  |  | 27.91
01/24/2024 23:00:00 | 01/24/2024 23:00:00 |  |  |  | 26.88
01/25/2024 00:00:00 | 01/25/2024 00:00:00 |  |  |  | 27.65
01/25/2024 01:00:00 | 01/25/2024 01:00:00 |  |  |  | 27.39
01/25/2024 02:00:00 | 01/25/2024 02:00:00 |  |  |  | 26.88
01/25/2024 03:00:00 | 01/25/2024 03:00:00 |  |  |  | 27.9
01/25/2024 04:00:00 | 01/25/2024 04:00:00 |  |  |  | 26.88
01/25/2024 05:00:00 | 01/25/2024 05:00:00 |  |  |  | 26.37
01/25/2024 06:00:00 | 01/25/2024 06:00:00 |  |  |  | 27.39
01/25/2024 07:00:00 | 01/25/2024 07:00:00 |  |  |  | 43.78
01/25/2024 08:00:00 | 01/25/2024 08:00:00 |  |  |  | 15.87
01/25/2024 09:00:00 | 01/25/2024 09:00:00 |  |  |  | 0
01/25/2024 10:00:00 | 01/25/2024 10:00:00 |  |  |  | 0
01/25/2024 11:00:00 | 01/25/2024 11:00:00 |  |  |  | 0
01/25/2024 12:00:00 | 01/25/2024 12:00:00 |  |  |  | 0
01/25/2024 13:00:00 | 01/25/2024 13:00:00 |  |  |  | 0
01/25/2024 14:00:00 | 01/25/2024 14:00:00 |  |  |  | 0
01/25/2024 15:00:00 | 01/25/2024 15:00:00 |  |  |  | 0
01/25/2024 16:00:00 | 01/25/2024 16:00:00 |  |  |  | 27.65
01/25/2024 17:00:00 | 01/25/2024 17:00:00 |  |  |  | 41.73
01/25/2024 18:00:00 | 01/25/2024 18:00:00 |  |  |  | 41.72
01/25/2024 19:00:00 | 01/25/2024 19:00:00 |  |  |  | 42.24
01/25/2024 20:00:00 | 01/25/2024 20:00:00 |  |  |  | 40.71
01/25/2024 21:00:00 | 01/25/2024 21:00:00 |  |  |  | 39.93
01/25/2024 22:00:00 | 01/25/2024 22:00:00 |  |  |  | 39.17
01/25/2024 23:00:00 | 01/25/2024 23:00:00 |  |  |  | 38.66
01/26/2024 00:00:00 | 01/26/2024 00:00:00 |  |  |  | 38.91
01/26/2024 01:00:00 | 01/26/2024 01:00:00 |  |  |  | 38.4
01/26/2024 02:00:00 | 01/26/2024 02:00:00 |  |  |  | 38.4
01/26/2024 03:00:00 | 01/26/2024 03:00:00 |  |  |  | 38.91
01/26/2024 04:00:00 | 01/26/2024 04:00:00 |  |  |  | 38.4
01/26/2024 05:00:00 | 01/26/2024 05:00:00 |  |  |  | 38.15
01/26/2024 06:00:00 | 01/26/2024 06:00:00 |  |  |  | 38.91
01/26/2024 07:00:00 | 01/26/2024 07:00:00 |  |  |  | 46.85
01/26/2024 08:00:00 | 01/26/2024 08:00:00 |  |  |  | 1.79
01/26/2024 09:00:00 | 01/26/2024 09:00:00 |  |  |  | 0
01/26/2024 10:00:00 | 01/26/2024 10:00:00 |  |  |  | 0
01/26/2024 11:00:00 | 01/26/2024 11:00:00 |  |  |  | 0
01/26/2024 12:00:00 | 01/26/2024 12:00:00 |  |  |  | 0
01/26/2024 13:00:00 | 01/26/2024 13:00:00 |  |  |  | 0
01/26/2024 14:00:00 | 01/26/2024 14:00:00 |  |  |  | 0
01/26/2024 15:00:00 | 01/26/2024 15:00:00 |  |  |  | 0.51
01/26/2024 16:00:00 | 01/26/2024 16:00:00 |  |  |  | 20.99
01/26/2024 17:00:00 | 01/26/2024 17:00:00 |  |  |  | 37.63
01/26/2024 18:00:00 | 01/26/2024 18:00:00 |  |  |  | 38.66
01/26/2024 19:00:00 | 01/26/2024 19:00:00 |  |  |  | 36.86
01/26/2024 20:00:00 | 01/26/2024 20:00:00 |  |  |  | 35.84
01/26/2024 21:00:00 | 01/26/2024 21:00:00 |  |  |  | 35.33
01/26/2024 22:00:00 | 01/26/2024 22:00:00 |  |  |  | 35.84
01/26/2024 23:00:00 | 01/26/2024 23:00:00 |  |  |  | 35.84
01/27/2024 00:00:00 | 01/27/2024 00:00:00 |  |  |  | 35.33
01/27/2024 01:00:00 | 01/27/2024 01:00:00 |  |  |  | 36.1
01/27/2024 02:00:00 | 01/27/2024 02:00:00 |  |  |  | 36.35
01/27/2024 03:00:00 | 01/27/2024 03:00:00 |  |  |  | 36.09
01/27/2024 04:00:00 | 01/27/2024 04:00:00 |  |  |  | 35.59
01/27/2024 05:00:00 | 01/27/2024 05:00:00 |  |  |  | 36.09
01/27/2024 06:00:00 | 01/27/2024 06:00:00 |  |  |  | 36.1
01/27/2024 07:00:00 | 01/27/2024 07:00:00 |  |  |  | 26.88
01/27/2024 08:00:00 | 01/27/2024 08:00:00 |  |  |  | 0
01/27/2024 09:00:00 | 01/27/2024 09:00:00 |  |  |  | 0
01/27/2024 10:00:00 | 01/27/2024 10:00:00 |  |  |  | 0
01/27/2024 11:00:00 | 01/27/2024 11:00:00 |  |  |  | 0
01/27/2024 12:00:00 | 01/27/2024 12:00:00 |  |  |  | 0
01/27/2024 13:00:00 | 01/27/2024 13:00:00 |  |  |  | 0
01/27/2024 14:00:00 | 01/27/2024 14:00:00 |  |  |  | 0
01/27/2024 15:00:00 | 01/27/2024 15:00:00 |  |  |  | 0
01/27/2024 16:00:00 | 01/27/2024 16:00:00 |  |  |  | 8.96
01/27/2024 17:00:00 | 01/27/2024 17:00:00 |  |  |  | 33.28
01/27/2024 18:00:00 | 01/27/2024 18:00:00 |  |  |  | 35.33
01/27/2024 19:00:00 | 01/27/2024 19:00:00 |  |  |  | 34.56
01/27/2024 20:00:00 | 01/27/2024 20:00:00 |  |  |  | 34.56
01/27/2024 21:00:00 | 01/27/2024 21:00:00 |  |  |  | 34.05
01/27/2024 22:00:00 | 01/27/2024 22:00:00 |  |  |  | 35.32
01/27/2024 23:00:00 | 01/27/2024 23:00:00 |  |  |  | 34.31
01/28/2024 00:00:00 | 01/28/2024 00:00:00 |  |  |  | 34.56
01/28/2024 01:00:00 | 01/28/2024 01:00:00 |  |  |  | 34.81
01/28/2024 02:00:00 | 01/28/2024 02:00:00 |  |  |  | 35.08
01/28/2024 03:00:00 | 01/28/2024 03:00:00 |  |  |  | 35.07
01/28/2024 04:00:00 | 01/28/2024 04:00:00 |  |  |  | 34.81
01/28/2024 05:00:00 | 01/28/2024 05:00:00 |  |  |  | 35.08
01/28/2024 06:00:00 | 01/28/2024 06:00:00 |  |  |  | 35.32
01/28/2024 07:00:00 | 01/28/2024 07:00:00 |  |  |  | 22.79
01/28/2024 08:00:00 | 01/28/2024 08:00:00 |  |  |  | 0
01/28/2024 09:00:00 | 01/28/2024 09:00:00 |  |  |  | 0
01/28/2024 10:00:00 | 01/28/2024 10:00:00 |  |  |  | 0
01/28/2024 11:00:00 | 01/28/2024 11:00:00 |  |  |  | 0
01/28/2024 12:00:00 | 01/28/2024 12:00:00 |  |  |  | 0
01/28/2024 13:00:00 | 01/28/2024 13:00:00 |  |  |  | 0
01/28/2024 14:00:00 | 01/28/2024 14:00:00 |  |  |  | 0
01/28/2024 15:00:00 | 01/28/2024 15:00:00 |  |  |  | 0
01/28/2024 16:00:00 | 01/28/2024 16:00:00 |  |  |  | 7.93
01/28/2024 17:00:00 | 01/28/2024 17:00:00 |  |  |  | 33.28
01/28/2024 18:00:00 | 01/28/2024 18:00:00 |  |  |  | 35.33
01/28/2024 19:00:00 | 01/28/2024 19:00:00 |  |  |  | 35.59
01/28/2024 20:00:00 | 01/28/2024 20:00:00 |  |  |  | 35.58
01/28/2024 21:00:00 | 01/28/2024 21:00:00 |  |  |  | 34.82
01/28/2024 22:00:00 | 01/28/2024 22:00:00 |  |  |  | 34.81
01/28/2024 23:00:00 | 01/28/2024 23:00:00 |  |  |  | 35.59
01/29/2024 00:00:00 | 01/29/2024 00:00:00 |  |  |  | 35.58
01/29/2024 01:00:00 | 01/29/2024 01:00:00 |  |  |  | 35.58
01/29/2024 02:00:00 | 01/29/2024 02:00:00 |  |  |  | 36.36
01/29/2024 03:00:00 | 01/29/2024 03:00:00 | 0 | 0 | 0 | 35.07
01/29/2024 04:00:00 | 01/29/2024 04:00:00 | 0 | 0 | 0 | 35.33
01/29/2024 05:00:00 | 01/29/2024 05:00:00 | 0 | 0 | 0 | 36.35
01/29/2024 06:00:00 | 01/29/2024 06:00:00 | 0 | 0 | 0 | 37.12
01/29/2024 07:00:00 | 01/29/2024 07:00:00 | 14.24 | 14.24 | 0.06 | 48.38
01/29/2024 08:00:00 | 01/29/2024 08:00:00 | 151.52 | 151.52 | 80.77 | 0
01/29/2024 09:00:00 | 01/29/2024 09:00:00 | 267.01 | 267.01 | 187.78 | 0
01/29/2024 10:00:00 | 01/29/2024 10:00:00 | 342.56 | 342.56 | 258.81 | 0
01/29/2024 11:00:00 | 01/29/2024 11:00:00 | 398.4 | 398.4 | 312.19 | 0
01/29/2024 12:00:00 | 01/29/2024 12:00:00 | 415.7 | 415.7 | 328.26 | 0
01/29/2024 13:00:00 | 01/29/2024 13:00:00 | 377.54 | 377.54 | 296.45 | 0
01/29/2024 14:00:00 | 01/29/2024 14:00:00 | 273.59 | 273.59 | 199.42 | 0
01/29/2024 15:00:00 | 01/29/2024 15:00:00 | 131.85 | 131.85 | 61.51 | 0
01/29/2024 16:00:00 | 01/29/2024 16:00:00 | 31.92 | 31.92 | 0.96 | 19.71
01/29/2024 17:00:00 | 01/29/2024 17:00:00 | 0 | 0 | 0 | 50.44
01/29/2024 18:00:00 | 01/29/2024 18:00:00 | 0 | 0 | 0 | 51.96
01/29/2024 19:00:00 | 01/29/2024 19:00:00 | 0 | 0 | 0 | 50.44
01/29/2024 20:00:00 | 01/29/2024 20:00:00 | 0 | 0 | 0 | 50.43
01/29/2024 21:00:00 | 01/29/2024 21:00:00 | 0 | 0 | 0 | 50.69
01/29/2024 22:00:00 | 01/29/2024 22:00:00 | 0 | 0 | 0 | 50.94
01/29/2024 23:00:00 | 01/29/2024 23:00:00 | 0 | 0 | 0 | 50.69
01/30/2024 00:00:00 | 01/30/2024 00:00:00 | 0 | 0 | 0 | 50.43
01/30/2024 01:00:00 | 01/30/2024 01:00:00 | 0 | 0 | 0 | 50.94
01/30/2024 02:00:00 | 01/30/2024 02:00:00 | 0 | 0 | 0 | 50.95
01/30/2024 03:00:00 | 01/30/2024 03:00:00 |  |  |  | 51.45
01/30/2024 04:00:00 | 01/30/2024 04:00:00 |  |  |  | 50.95
01/30/2024 05:00:00 | 01/30/2024 05:00:00 |  |  |  | 51.71
01/30/2024 06:00:00 | 01/30/2024 06:00:00 |  |  |  | 51.97
01/30/2024 07:00:00 | 01/30/2024 07:00:00 |  |  |  | 48.13
01/30/2024 08:00:00 | 01/30/2024 08:00:00 |  |  |  | 0
01/30/2024 09:00:00 | 01/30/2024 09:00:00 |  |  |  | 0
01/30/2024 10:00:00 | 01/30/2024 10:00:00 |  |  |  | 0
01/30/2024 11:00:00 | 01/30/2024 11:00:00 |  |  |  | 0
01/30/2024 12:00:00 | 01/30/2024 12:00:00 |  |  |  | 0
01/30/2024 13:00:00 | 01/30/2024 13:00:00 |  |  |  | 0
01/30/2024 14:00:00 | 01/30/2024 14:00:00 |  |  |  | 0
01/30/2024 15:00:00 | 01/30/2024 15:00:00 |  |  |  | 0.25
01/30/2024 16:00:00 | 01/30/2024 16:00:00 |  |  |  | 16.9
01/30/2024 17:00:00 | 01/30/2024 17:00:00 |  |  |  | 43.26
01/30/2024 18:00:00 | 01/30/2024 18:00:00 |  |  |  | 40.71
01/30/2024 19:00:00 | 01/30/2024 19:00:00 |  |  |  | 39.93
01/30/2024 20:00:00 | 01/30/2024 20:00:00 |  |  |  | 39.17
01/30/2024 21:00:00 | 01/30/2024 21:00:00 |  |  |  | 39.17
01/30/2024 22:00:00 | 01/30/2024 22:00:00 |  |  |  | 39.42
01/30/2024 23:00:00 | 01/30/2024 23:00:00 |  |  |  | 39.43
01/31/2024 00:00:00 | 01/31/2024 00:00:00 |  |  |  | 39.68
01/31/2024 01:00:00 | 01/31/2024 01:00:00 |  |  |  | 39.42
01/31/2024 02:00:00 | 01/31/2024 02:00:00 |  |  |  | 39.17
01/31/2024 03:00:00 | 01/31/2024 03:00:00 |  |  |  | 39.93
01/31/2024 04:00:00 | 01/31/2024 04:00:00 |  |  |  | 39.43
01/31/2024 05:00:00 | 01/31/2024 05:00:00 |  |  |  | 39.42
01/31/2024 06:00:00 | 01/31/2024 06:00:00 |  |  |  | 39.94
01/31/2024 07:00:00 | 01/31/2024 07:00:00 |  |  |  | 45.05
01/31/2024 08:00:00 | 01/31/2024 08:00:00 |  |  |  | 17.92
01/31/2024 09:00:00 | 01/31/2024 09:00:00 |  |  |  | 0
01/31/2024 10:00:00 | 01/31/2024 10:00:00 |  |  |  | 0
01/31/2024 11:00:00 | 01/31/2024 11:00:00 |  |  |  | 0
01/31/2024 12:00:00 | 01/31/2024 12:00:00 |  |  |  | 0
01/31/2024 13:00:00 | 01/31/2024 13:00:00 |  |  |  | 0
01/31/2024 14:00:00 | 01/31/2024 14:00:00 |  |  |  | 0
01/31/2024 15:00:00 | 01/31/2024 15:00:00 |  |  |  | 0
01/31/2024 16:00:00 | 01/31/2024 16:00:00 |  |  |  | 12.55
01/31/2024 17:00:00 | 01/31/2024 17:00:00 |  |  |  | 40.45
01/31/2024 18:00:00 | 01/31/2024 18:00:00 |  |  |  | 38.91
01/31/2024 19:00:00 | 01/31/2024 19:00:00 |  |  |  | 39.17
01/31/2024 20:00:00 | 01/31/2024 20:00:00 |  |  |  | 38.4
01/31/2024 21:00:00 | 01/31/2024 21:00:00 |  |  |  | 38.14
01/31/2024 22:00:00 | 01/31/2024 22:00:00 |  |  |  | 37.63
01/31/2024 23:00:00 | 01/31/2024 23:00:00 |  |  |  | 37.89
2024-01-02 | 45293 |  |  |  | 37.63
2024-01-02 01:00 | 45293.0417 |  |  |  | 37.63
2024-01-02 02:00 | 45293.0833 |  |  |  | 38.15
2024-01-02 03:00 | 45293.125 | 0 | 0 | 0 | 37.63
2024-01-02 04:00 | 45293.1667 | 0 | 0 | 0 | 38.4
2024-01-02 05:00 | 45293.2083 | 0 | 0 | 0 | 38.4
2024-01-02 06:00 | 45293.25 | 0 | 0 | 0 | 39.17
2024-01-02 07:00 | 45293.2917 | 22.51 | 22.51 | 3.9 | 31.49
2024-01-02 08:00 | 45293.3333 | 152.61 | 152.61 | 95.23 | 0
2024-01-02 09:00 | 45293.375 | 196.14 | 196.14 | 132.8 | 0
2024-01-02 10:00 | 45293.4167 | 188.67 | 188.67 | 115.59 | 0
2024-01-02 11:00 | 45293.4583 | 323.86 | 323.86 | 240.13 | 0
2024-01-02 12:00 | 45293.5 | 222.69 | 222.69 | 143.29 | 0
2024-01-02 13:00 | 45293.5417 | 140.2 | 140.2 | 65.86 | 0
2024-01-02 14:00 | 45293.5833 | 85.37 | 85.37 | 13.25 | 2.3
2024-01-02 15:00 | 45293.625 | 32.73 | 32.73 | 0 | 35.07
2024-01-02 16:00 | 45293.6667 | 14.47 | 14.47 | 0 | 32.26
2024-01-02 17:00 | 45293.7083 | 0 | 0 | 0 | 40.7
2024-01-02 18:00 | 45293.75 | 0 | 0 | 0 | 42.24
2024-01-02 19:00 | 45293.7917 | 0 | 0 | 0 | 41.22
2024-01-02 20:00 | 45293.8333 | 0 | 0 | 0 | 41.21
2024-01-02 21:00 | 45293.875 | 0 | 0 | 0 | 40.96
2024-01-02 22:00 | 45293.9167 | 0 | 0 | 0 | 40.96
2024-01-02 23:00 | 45293.9583 | 0 | 0 | 0 | 40.45
2024-02-02 | 45324 | 0 | 0 | 0 | 40.96
2024-02-02 01:00 | 45324.0417 | 0 | 0 | 0 | 40.45
2024-02-02 02:00 | 45324.0833 | 0 | 0 | 0 | 39.68
2024-02-02 03:00 | 45324.125 | 0 | 0 | 0 | 40.19
2024-02-02 04:00 | 45324.1667 | 0 | 0 | 0 | 41.22
2024-02-02 05:00 | 45324.2083 | 0 | 0 | 0 | 40.45
2024-02-02 06:00 | 45324.25 | 0 | 0 | 0 | 41.47
2024-02-02 07:00 | 45324.2917 | 14.59 | 14.59 | 0.44 | 35.58
2024-02-02 08:00 | 45324.3333 | 145.16 | 145.16 | 71.81 | 0
2024-02-02 09:00 | 45324.375 | 107.61 | 107.61 | 32.45 | 0.26
2024-02-02 10:00 | 45324.4167 | 331.62 | 331.62 | 244.1 | 0
2024-02-02 11:00 | 45324.4583 | 400.21 | 400.21 | 309.69 | 0
2024-02-02 12:00 | 45324.5 | 438.04 | 438.04 | 346.69 | 0
2024-02-02 13:00 | 45324.5417 | 385.75 | 385.75 | 295.17 | 0
2024-02-02 14:00 | 45324.5833 | 287.46 | 287.46 | 204.09 | 0
2024-02-02 15:00 | 45324.625 | 142.72 | 142.72 | 77.76 | 0
2024-02-02 16:00 | 45324.6667 | 39.95 | 39.95 | 9.48 | 6.65
2024-02-02 17:00 | 45324.7083 | 0 | 0 | 0 | 36.61
2024-02-02 18:00 | 45324.75 | 0 | 0 | 0 | 37.63
2024-02-02 19:00 | 45324.7917 | 0 | 0 | 0 | 36.36
2024-02-02 20:00 | 45324.8333 | 0 | 0 | 0 | 36.09
2024-02-02 21:00 | 45324.875 | 0 | 0 | 0 | 36.61
2024-02-02 22:00 | 45324.9167 | 0 | 0 | 0 | 37.12
2024-02-02 23:00 | 45324.9583 | 0 | 0 | 0 | 35.84
2024-03-02 | 45353 | 0 | 0 | 0 | 36.1
2024-03-02 01:00 | 45353.0417 | 0 | 0 | 0 | 35.58
2024-03-02 02:00 | 45353.0833 | 0 | 0 | 0 | 36.1
2024-03-02 03:00 | 45353.125 | 0 | 0 | 0 | 36.35
2024-03-02 04:00 | 45353.1667 | 0 | 0 | 0 | 36.61
2024-03-02 05:00 | 45353.2083 | 0 | 0 | 0 | 35.32
2024-03-02 06:00 | 45353.25 | 0 | 0 | 0 | 35.84
2024-03-02 07:00 | 45353.2917 | 5.14 | 5.14 | 0 | 29.96
2024-03-02 08:00 | 45353.3333 | 55.58 | 55.58 | 21.05 | 1.53
2024-03-02 09:00 | 45353.375 | 134.62 | 134.62 | 92.87 | 0
2024-03-02 10:00 | 45353.4167 | 205.91 | 205.91 | 160.7 | 0
2024-03-02 11:00 | 45353.4583 | 297.2 | 297.2 | 245.63 | 0
2024-03-02 12:00 | 45353.5 | 320.39 | 320.39 | 268.67 | 0
2024-03-02 13:00 | 45353.5417 | 318.48 | 318.48 | 267.01 | 0
2024-03-02 14:00 | 45353.5833 | 304.74 | 304.74 | 254.53 | 0
2024-03-02 15:00 | 45353.625 | 168.35 | 168.35 | 126.78 | 0
2024-03-02 16:00 | 45353.6667 | 69.56 | 69.56 | 35.14 | 1.28
2024-03-02 17:00 | 45353.7083 | 0 | 0 | 0 | 30.98
2024-03-02 18:00 | 45353.75 | 0 | 0 | 0 | 36.09
2024-03-02 19:00 | 45353.7917 | 0 | 0 | 0 | 36.1
2024-03-02 20:00 | 45353.8333 | 0 | 0 | 0 | 36.35
2024-03-02 21:00 | 45353.875 | 0 | 0 | 0 | 36.35
2024-03-02 22:00 | 45353.9167 | 0 | 0 | 0 | 35.84
2024-03-02 23:00 | 45353.9583 | 0 | 0 | 0 | 35.84
2024-04-02 | 45384 | 0 | 0 | 0 | 35.84
2024-04-02 01:00 | 45384.0417 | 0 | 0 | 0 | 35.59
2024-04-02 02:00 | 45384.0833 | 0 | 0 | 0 | 35.58
2024-04-02 03:00 | 45384.125 | 0 | 0 | 0 | 35.84
2024-04-02 04:00 | 45384.1667 | 0 | 0 | 0 | 36.1
2024-04-02 05:00 | 45384.2083 | 0 | 0 | 0 | 35.58
2024-04-02 06:00 | 45384.25 | 0 | 0 | 0 | 36.1
2024-04-02 07:00 | 45384.2917 | 9.99 | 9.99 | 0 | 24.57
2024-04-02 08:00 | 45384.3333 | 51.64 | 51.64 | 17.09 | 1.03
2024-04-02 09:00 | 45384.375 | 193.36 | 193.36 | 149.31 | 0
2024-04-02 10:00 | 45384.4167 | 345.55 | 345.55 | 291.01 | 0
2024-04-02 11:00 | 45384.4583 | 383.08 | 383.08 | 326.85 | 0
2024-04-02 12:00 | 45384.5 | 400.62 | 400.62 | 343.61 | 0
2024-04-02 13:00 | 45384.5417 | 326.32 | 326.32 | 274.63 | 0
2024-04-02 14:00 | 45384.5833 | 260.9 | 260.9 | 213.18 | 0
2024-04-02 15:00 | 45384.625 | 143.58 | 143.58 | 104.32 | 0
2024-04-02 16:00 | 45384.6667 | 40.29 | 40.29 | 12.99 | 5.89
2024-04-02 17:00 | 45384.7083 | 1.02 | 1.02 | 0 | 34.04
2024-04-02 18:00 | 45384.75 | 0 | 0 | 0 | 35.84
2024-04-02 19:00 | 45384.7917 | 0 | 0 | 0 | 36.36
2024-04-02 20:00 | 45384.8333 | 0 | 0 | 0 | 36.6
2024-04-02 21:00 | 45384.875 | 0 | 0 | 0 | 36.36
2024-04-02 22:00 | 45384.9167 | 0 | 0 | 0 | 36.09
2024-04-02 23:00 | 45384.9583 | 0 | 0 | 0 | 36.35
2024-05-02 | 45414 | 0 | 0 | 0 | 35.84
2024-05-02 01:00 | 45414.0417 | 0 | 0 | 0 | 35.59
2024-05-02 02:00 | 45414.0833 | 0 | 0 | 0 | 35.33
2024-05-02 03:00 | 45414.125 | 0 | 0 | 0 | 35.32
2024-05-02 04:00 | 45414.1667 | 0 | 0 | 0 | 35.59
2024-05-02 05:00 | 45414.2083 | 0 | 0 | 0 | 35.33
2024-05-02 06:00 | 45414.25 | 0 | 0 | 0 | 35.58
2024-05-02 07:00 | 45414.2917 | 1.79 | 1.79 | 0 | 61.44
2024-05-02 08:00 | 45414.3333 | 36.18 | 36.18 | 2.05 | 27.9
2024-05-02 09:00 | 45414.375 | 145.02 | 145.02 | 77.5 | 0
2024-05-02 10:00 | 45414.4167 | 87.5 | 87.5 | 58.56
2024-05-02 11:00 | 45414.4583 | 0 | 0 | 0
2024-05-02 12:00 | 45414.5 | 0 | 0 | 0
2024-05-02 13:00 | 45414.5417 | 0 | 0 | 0
2024-05-02 14:00 | 45414.5833 | 0 | 0 | 0
2024-05-02 15:00 | 45414.625 | 0 | 0 | 0
2024-05-02 16:00 | 45414.6667 | 13.58 | 13.58 | 0
2024-05-02 17:00 | 45414.7083 | 0 | 0 | 0 | 35.84
2024-05-02 18:00 | 45414.75 | 0 | 0 | 0 | 37.63
2024-05-02 19:00 | 45414.7917 | 0 | 0 | 0 | 35.59
2024-05-02 20:00 | 45414.8333 | 0 | 0 | 0 | 34.05
2024-05-02 21:00 | 45414.875 | 0 | 0 | 0 | 34.04
2024-05-02 22:00 | 45414.9167 | 0 | 0 | 0 | 33.8
2024-05-02 23:00 | 45414.9583 | 0 | 0 | 0 | 33.79
2024-06-02 | 45445 | 0 | 0 | 0 | 33.53
2024-06-02 01:00 | 45445.0417 | 0 | 0 | 0 | 33.8
2024-06-02 02:00 | 45445.0833 | 0 | 0 | 0 | 33.53
2024-06-02 03:00 | 45445.125 | 0 | 0 | 0 | 33.54
2024-06-02 04:00 | 45445.1667 | 0 | 0 | 0 | 33.79
2024-06-02 05:00 | 45445.2083 | 0 | 0 | 0 | 33.28
2024-06-02 06:00 | 45445.25 | 0 | 0 | 0 | 35.07
2024-06-02 07:00 | 45445.2917 | 1.54 | 1.54 | 0 | 62.47
2024-06-02 08:00 | 45445.3333 | 20.19 | 20.19 | 0 | 41.98
2024-06-02 09:00 | 45445.375 | 19.54 | 19.54 | 0 | 42.75
2024-06-02 10:00 | 45445.4167 | 8.53 | 8.53 | 0 | 52.74
2024-06-02 11:00 | 45445.4583 | 53.2 | 53.2 | 0.39 | 14.59
2024-06-02 12:00 | 45445.5 | 48.44 | 48.44 | 0.06 | 16.9
2024-06-02 13:00 | 45445.5417 | 47.28 | 47.28 | 0 | 20.22
2024-06-02 14:00 | 45445.5833 | 33.33 | 33.33 | 0 | 31.23
2024-06-02 15:00 | 45445.625 | 22.9 | 22.9 | 0 | 39.43
2024-06-02 16:00 | 45445.6667 | 8.59 | 8.59 | 0 | 27.39
2024-06-02 17:00 | 45445.7083 | 0 | 0 | 0 | 37.37
2024-06-02 18:00 | 45445.75 | 0 | 0 | 0 | 35.84
2024-06-02 19:00 | 45445.7917 | 0 | 0 | 0 | 35.08
2024-06-02 20:00 | 45445.8333 | 0 | 0 | 0 | 35.07
2024-06-02 21:00 | 45445.875 | 0 | 0 | 0 | 34.3
2024-06-02 22:00 | 45445.9167 | 0 | 0 | 0 | 34.56
2024-06-02 23:00 | 45445.9583 | 0 | 0 | 0 | 34.82
2024-07-02 | 45475 | 0 | 0 | 0 | 33.79
2024-07-02 01:00 | 45475.0417 | 0 | 0 | 0 | 34.05
2024-07-02 02:00 | 45475.0833 | 0 | 0 | 0 | 34.05
2024-07-02 03:00 | 45475.125 | 0 | 0 | 0 | 33.28
2024-07-02 04:00 | 45475.1667 | 0 | 0 | 0 | 34.04
2024-07-02 05:00 | 45475.2083 | 0 | 0 | 0 | 33.54
2024-07-02 06:00 | 45475.25 | 0 | 0 | 0 | 33.79
2024-07-02 07:00 | 45475.2917 | 0.39 | 0.39 | 0 | 57.35
2024-07-02 08:00 | 45475.3333 | 9.63 | 9.63 | 0 | 52.22
2024-07-02 09:00 | 45475.375 | 24.08 | 24.08 | 0 | 42.75
2024-07-02 10:00 | 45475.4167 | 68.98 | 68.98 | 4.74 | 14.08
2024-07-02 11:00 | 45475.4583 | 73.86 | 73.86 | 4.73 | 5.38
2024-07-02 12:00 | 45475.5 | 55.32 | 55.32 | 0 | 12.03
2024-07-02 13:00 | 45475.5417 | 38.56 | 38.56 | 0 | 27.14
2024-07-02 14:00 | 45475.5833 | 26.49 | 26.49 | 0 | 42.75
2024-07-02 15:00 | 45475.625 | 19.27 | 19.27 | 0 | 46.85
2024-07-02 16:00 | 45475.6667 | 6.92 | 6.92 | 0 | 42.75
2024-07-02 17:00 | 45475.7083 | 0 | 0 | 0 | 58.37
2024-07-02 18:00 | 45475.75 | 0 | 0 | 0 | 56.83
2024-07-02 19:00 | 45475.7917 | 0 | 0 | 0 | 50.43
2024-07-02 20:00 | 45475.8333 | 0 | 0 | 0 | 48.64
2024-07-02 21:00 | 45475.875 | 0 | 0 | 0 | 48.64
2024-07-02 22:00 | 45475.9167 | 0 | 0 | 0 | 47.87
2024-07-02 23:00 | 45475.9583 | 0 | 0 | 0 | 48.13
2024-08-02 | 45506 | 0 | 0 | 0 | 48.13
2024-08-02 01:00 | 45506.0417 | 0 | 0 | 0 | 47.61
2024-08-02 02:00 | 45506.0833 | 0 | 0 | 0 | 47.88
2024-08-02 03:00 | 45506.125 | 0 | 0 | 0 | 48.12
2024-08-02 04:00 | 45506.1667 | 0 | 0 | 0 | 48.13
2024-08-02 05:00 | 45506.2083 | 0 | 0 | 0 | 47.87
2024-08-02 06:00 | 45506.25 | 0 | 0 | 0 | 47.88
2024-08-02 07:00 | 45506.2917 | 1.82 | 1.82 | 0 | 55.8
2024-08-02 08:00 | 45506.3333 | 25.39 | 25.39 | 0 | 32.26
2024-08-02 09:00 | 45506.375 | 107.29 | 107.29 | 42.24 | 0.26
2024-08-02 10:00 | 45506.4167 | 122.87 | 122.87 | 50.12 | 0.51
2024-08-02 11:00 | 45506.4583 | 105.94 | 105.94 | 43.71 | 0.51
2024-08-02 12:00 | 45506.5 | 49.21 | 49.21 | 1.28 | 18.94
2024-08-02 13:00 | 45506.5417 | 55.36 | 55.36 | 3.71 | 12.04
2024-08-02 14:00 | 45506.5833 | 50.34 | 50.34 | 1.22 | 20.99
2024-08-02 15:00 | 45506.625 | 17.97 | 17.97 | 0 | 50.17
2024-08-02 16:00 | 45506.6667 | 3.78 | 3.78 | 0 | 36.36
2024-08-02 17:00 | 45506.7083 | 0 | 0 | 0 | 40.96
2024-08-02 18:00 | 45506.75 | 0 | 0 | 0 | 40.19
2024-08-02 19:00 | 45506.7917 | 0 | 0 | 0 | 36.86
2024-08-02 20:00 | 45506.8333 | 0 | 0 | 0 | 36.35
2024-08-02 21:00 | 45506.875 | 0 | 0 | 0 | 35.84
2024-08-02 22:00 | 45506.9167 | 0 | 0 | 0 | 35.59
2024-08-02 23:00 | 45506.9583 | 0 | 0 | 0 | 35.58
2024-09-02 | 45537 | 0 | 0 | 0 | 35.84
2024-09-02 01:00 | 45537.0417 | 0 | 0 | 0 | 35.33
2024-09-02 02:00 | 45537.0833 | 0 | 0 | 0 | 35.33
2024-09-02 03:00 | 45537.125 | 0 | 0 | 0 | 35.07
2024-09-02 04:00 | 45537.1667 | 0 | 0 | 0 | 35.07
2024-09-02 05:00 | 45537.2083 | 0 | 0 | 0 | 35.07
2024-09-02 06:00 | 45537.25 | 0 | 0 | 0 | 35.33
2024-09-02 07:00 | 45537.2917 | 0.65 | 0.65 | 0 | 55.81
2024-09-02 08:00 | 45537.3333 | 17.47 | 17.47 | 0 | 41.98
2024-09-02 09:00 | 45537.375 | 34.53 | 34.53 | 0 | 27.65
2024-09-02 10:00 | 45537.4167 | 31.09 | 31.09 | 0 | 37.63
2024-09-02 11:00 | 45537.4583 | 51.42 | 51.42 | 0 | 29.96
2024-09-02 12:00 | 45537.5 | 44.35 | 44.35 | 0 | 45.82
2024-09-02 13:00 | 45537.5417 | 39.19 | 39.19 | 0 | 43.26
2024-09-02 14:00 | 45537.5833 | 61.91 | 61.91 | 8.64 | 28.16
2024-09-02 15:00 | 45537.625 | 21.12 | 21.12 | 0 | 58.88
2024-09-02 16:00 | 45537.6667 | 5.8 | 5.8 | 0 | 73.99
2024-09-02 17:00 | 45537.7083 | 0 | 0 | 0 | 43.77
2024-09-02 18:00 | 45537.75 | 0 | 0 | 0 | 38.92
2024-09-02 19:00 | 45537.7917 | 0 | 0 | 0 | 38.4
2024-09-02 20:00 | 45537.8333 | 0 | 0 | 0 | 37.37
2024-09-02 21:00 | 45537.875 | 0 | 0 | 0 | 37.89
2024-09-02 22:00 | 45537.9167 | 0 | 0 | 0 | 37.12
2024-09-02 23:00 | 45537.9583 | 0 | 0 | 0 | 37.12
2024-10-02 | 45567 | 0 | 0 | 0 | 37.12
2024-10-02 01:00 | 45567.0417 | 0 | 0 | 0 | 37.12
2024-10-02 02:00 | 45567.0833 | 0 | 0 | 0 | 37.12
2024-10-02 03:00 | 45567.125 | 0 | 0 | 0 | 37.12
2024-10-02 04:00 | 45567.1667 | 0 | 0 | 0 | 36.86
2024-10-02 05:00 | 45567.2083 | 0 | 0 | 0 | 37.64
2024-10-02 06:00 | 45567.25 | 0 | 0 | 0 | 36.6
2024-10-02 07:00 | 45567.2917 | 5.49 | 5.49 | 0 | 29.44
2024-10-02 08:00 | 45567.3333 | 41.49 | 41.49 | 9.08 | 2.82
2024-10-02 09:00 | 45567.375 | 53.22 | 53.22 | 18.05 | 0.26
2024-10-02 10:00 | 45567.4167 | 41.35 | 41.35 | 8.96 | 2.3
2024-10-02 11:00 | 45567.4583 | 70.01 | 70.01 | 33.47 | 0
2024-10-02 12:00 | 45567.5 | 60.33 | 60.33 | 24.45 | 0
2024-10-02 13:00 | 45567.5417 | 65.79 | 65.79 | 30.08 | 0.26
2024-10-02 14:00 | 45567.5833 | 70.97 | 70.97 | 34.69 | 0
2024-10-02 15:00 | 45567.625 | 28.33 | 28.33 | 0.96 | 6.65
2024-10-02 16:00 | 45567.6667 | 15.42 | 15.42 | 0 | 18.69
2024-10-02 17:00 | 45567.7083 | 0 | 0 | 0 | 36.61
2024-10-02 18:00 | 45567.75 | 0 | 0 | 0 | 36.86
2024-10-02 19:00 | 45567.7917 | 0 | 0 | 0 | 35.84
2024-10-02 20:00 | 45567.8333 | 0 | 0 | 0 | 35.33
2024-10-02 21:00 | 45567.875 | 0 | 0 | 0 | 35.58
2024-10-02 22:00 | 45567.9167 | 0 | 0 | 0 | 35.33
2024-10-02 23:00 | 45567.9583 | 0 | 0 | 0 | 35.84
2024-11-02 | 45598 | 0 | 0 | 0 | 35.59
2024-11-02 01:00 | 45598.0417 | 0 | 0 | 0 | 35.58
2024-11-02 02:00 | 45598.0833 | 0 | 0 | 0 | 35.33
2024-11-02 03:00 | 45598.125 | 0 | 0 | 0 | 36.09
2024-11-02 04:00 | 45598.1667 | 0 | 0 | 0 | 35.08
2024-11-02 05:00 | 45598.2083 | 0 | 0 | 0 | 35.32
2024-11-02 06:00 | 45598.25 | 0 | 0 | 0 | 35.08
2024-11-02 07:00 | 45598.2917 | 2 | 2 | 0 | 30.46
2024-11-02 08:00 | 45598.3333 | 9.69 | 9.69 | 0 | 20.74
2024-11-02 09:00 | 45598.375 | 27.49 | 27.49 | 1.54 | 4.6
2024-11-02 10:00 | 45598.4167 | 32.92 | 32.92 | 3.45 | 1.54
2024-11-02 11:00 | 45598.4583 | 38.76 | 38.76 | 7.68 | 1.02
2024-11-02 12:00 | 45598.5 | 51.34 | 51.34 | 19.01 | 0.52
2024-11-02 13:00 | 45598.5417 | 77.68 | 77.68 | 43.58 | 0
2024-11-02 14:00 | 45598.5833 | 62.25 | 62.25 | 29.83 | 0
2024-11-02 15:00 | 45598.625 | 42.6 | 42.6 | 14.14 | 3.07
2024-11-02 16:00 | 45598.6667 | 23.77 | 23.77 | 0.19 | 7.93
2024-11-02 17:00 | 45598.7083 | 2.7 | 2.7 | 0 | 30.47
2024-11-02 18:00 | 45598.75 | 0 | 0 | 0 | 34.3
2024-11-02 19:00 | 45598.7917 | 0 | 0 | 0 | 34.56
2024-11-02 20:00 | 45598.8333 | 0 | 0 | 0 | 34.31
2024-11-02 21:00 | 45598.875 | 0 | 0 | 0 | 34.3
2024-11-02 22:00 | 45598.9167 | 0 | 0 | 0 | 34.56
2024-11-02 23:00 | 45598.9583 | 0 | 0 | 0 | 34.05
2024-12-02 | 45628 | 0 | 0 | 0 | 34.05
2024-12-02 01:00 | 45628.0417 | 0 | 0 | 0 | 34.04
2024-12-02 02:00 | 45628.0833 | 0 | 0 | 0 | 34.05
2024-12-02 03:00 | 45628.125 | 0 | 0 | 0 | 34.05
2024-12-02 04:00 | 45628.1667 | 0 | 0 | 0 | 34.3
2024-12-02 05:00 | 45628.2083 | 0 | 0 | 0 | 33.54
2024-12-02 06:00 | 45628.25 | 0 | 0 | 0 | 34.56
2024-12-02 07:00 | 45628.2917 | 2.61 | 2.61 | 0 | 51.2
2024-12-02 08:00 | 45628.3333 | 54.02 | 54.02 | 7.75 | 14.59
2024-12-02 09:00 | 45628.375 | 137.53 | 137.53 | 71.29 | 0
2024-12-02 10:00 | 45628.4167 | 144.94 | 144.94 | 71.81 | 0.26
2024-12-02 11:00 | 45628.4583 | 178.04 | 178.04 | 77.7 | 0
2024-12-02 12:00 | 45628.5 | 246.91 | 246.91 | 132.67 | 0
2024-12-02 13:00 | 45628.5417 | 177.59 | 177.59 | 40.83 | 4.09
2024-12-02 14:00 | 45628.5833 | 83.24 | 83.24 | 1.73 | 55.81
2024-12-02 15:00 | 45628.625 | 62.77 | 62.77 | 0 | 126.98
2024-12-02 16:00 | 45628.6667 | 26.49 | 26.49 | 0 | 81.15
2024-12-02 17:00 | 45628.7083 | 0.16 | 0.16 | 0 | 45.06
2024-12-02 18:00 | 45628.75 | 0 | 0 | 0 | 46.08
2024-12-02 19:00 | 45628.7917 | 0 | 0 | 0 | 45.31
2024-12-02 20:00 | 45628.8333 | 0 | 0 | 0 | 44.29
2024-12-02 21:00 | 45628.875 | 0 | 0 | 0 | 44.54
2024-12-02 22:00 | 45628.9167 | 0 | 0 | 0 | 44.8
2024-12-02 23:00 | 45628.9583 | 0 | 0 | 0 | 44.8
02/13/2024 00:00:00 | 02/13/2024 00:00:00 | 0 | 0 | 0 | 44.54
02/13/2024 01:00:00 | 02/13/2024 01:00:00 | 0 | 0 | 0 | 44.29
02/13/2024 02:00:00 | 02/13/2024 02:00:00 | 0 | 0 | 0 | 44.29
02/13/2024 03:00:00 | 02/13/2024 03:00:00 | 0 | 0 | 0 | 44.54
02/13/2024 04:00:00 | 02/13/2024 04:00:00 | 0 | 0 | 0 | 44.04
02/13/2024 05:00:00 | 02/13/2024 05:00:00 | 0 | 0 | 0 | 44.54
02/13/2024 06:00:00 | 02/13/2024 06:00:00 | 0 | 0 | 0 | 45.82
02/13/2024 07:00:00 | 02/13/2024 07:00:00 | 23.48 | 23.48 | 2.24 | 36.1
02/13/2024 08:00:00 | 02/13/2024 08:00:00 | 188.19 | 188.19 | 108.16 | 0
02/13/2024 09:00:00 | 02/13/2024 09:00:00 | 306.56 | 306.56 | 217.47 | 0
02/13/2024 10:00:00 | 02/13/2024 10:00:00 | 401.86 | 401.86 | 307.59 | 0
02/13/2024 11:00:00 | 02/13/2024 11:00:00 | 467 | 467 | 369.53 | 0
02/13/2024 12:00:00 | 02/13/2024 12:00:00 | 498.85 | 498.85 | 399.04 | 0
02/13/2024 13:00:00 | 02/13/2024 13:00:00 | 455.6 | 455.6 | 360.19 | 0
02/13/2024 14:00:00 | 02/13/2024 14:00:00 | 359.36 | 359.36 | 275.46 | 0
02/13/2024 15:00:00 | 02/13/2024 15:00:00 | 203.34 | 203.34 | 126.14 | 0
02/13/2024 16:00:00 | 02/13/2024 16:00:00 | 68.03 | 68.03 | 34.31 | 0.26
02/13/2024 17:00:00 | 02/13/2024 17:00:00 | 7.9 | 7.9 | 0 | 23.8
02/13/2024 18:00:00 | 02/13/2024 18:00:00 | 0 | 0 | 0 | 32.77
02/13/2024 19:00:00 | 02/13/2024 19:00:00 | 0 | 0 | 0 | 33.28
02/13/2024 20:00:00 | 02/13/2024 20:00:00 | 0 | 0 | 0 | 32.26
02/13/2024 21:00:00 | 02/13/2024 21:00:00 | 0 | 0 | 0 | 32
02/13/2024 22:00:00 | 02/13/2024 22:00:00 | 0 | 0 | 0 | 31.74
02/13/2024 23:00:00 | 02/13/2024 23:00:00 | 0 | 0 | 0 | 32
02/14/2024 00:00:00 | 02/14/2024 00:00:00 | 0 | 0 | 0 | 32
02/14/2024 01:00:00 | 02/14/2024 01:00:00 | 0 | 0 | 0 | 32
02/14/2024 02:00:00 | 02/14/2024 02:00:00 | 0 | 0 | 0 | 31.75
02/14/2024 03:00:00 | 02/14/2024 03:00:00 | 0 | 0 | 0 | 32
02/14/2024 04:00:00 | 02/14/2024 04:00:00 | 0 | 0 | 0 | 31.74
02/14/2024 05:00:00 | 02/14/2024 05:00:00 | 0 | 0 | 0 | 31.23
02/14/2024 06:00:00 | 02/14/2024 06:00:00 | 0.02 | 0.02 | 0 | 32.77
02/14/2024 07:00:00 | 02/14/2024 07:00:00 | 52.14 | 52.14 | 15.49 | 16.38
02/14/2024 08:00:00 | 02/14/2024 08:00:00 | 94.03 | 94.03 | 24.06 | 1.8
02/14/2024 09:00:00 | 02/14/2024 09:00:00 | 294.39 | 294.39 | 208.77 | 0
02/14/2024 10:00:00 | 02/14/2024 10:00:00 | 398.77 | 398.77 | 313.02 | 0
02/14/2024 11:00:00 | 02/14/2024 11:00:00 | 462.5 | 462.5 | 371.59 | 0
02/14/2024 12:00:00 | 02/14/2024 12:00:00 | 486.96 | 486.96 | 403.45 | 0
02/14/2024 13:00:00 | 02/14/2024 13:00:00 | 453.11 | 453.11 | 362.31 | 0
02/14/2024 14:00:00 | 02/14/2024 14:00:00 | 342.52 | 342.52 | 260.73 | 0
02/14/2024 15:00:00 | 02/14/2024 15:00:00 | 204.07 | 204.07 | 139.39 | 0
02/14/2024 16:00:00 | 02/14/2024 16:00:00 | 53.85 | 53.85 | 20.04 | 0
02/14/2024 17:00:00 | 02/14/2024 17:00:00 | 8.08 | 8.08 | 0 | 23.29
02/14/2024 18:00:00 | 02/14/2024 18:00:00 | 0 | 0 | 0 | 32.51
02/14/2024 19:00:00 | 02/14/2024 19:00:00 | 0 | 0 | 0 | 33.28
02/14/2024 20:00:00 | 02/14/2024 20:00:00 | 0 | 0 | 0 | 33.03
02/14/2024 21:00:00 | 02/14/2024 21:00:00 | 0 | 0 | 0 | 32.25
02/14/2024 22:00:00 | 02/14/2024 22:00:00 | 0 | 0 | 0 | 32.52
02/14/2024 23:00:00 | 02/14/2024 23:00:00 | 0 | 0 | 0 | 32.25
02/15/2024 00:00:00 | 02/15/2024 00:00:00 | 0 | 0 | 0 | 32.26
02/15/2024 01:00:00 | 02/15/2024 01:00:00 | 0 | 0 | 0 | 31.74
02/15/2024 02:00:00 | 02/15/2024 02:00:00 | 0 | 0 | 0 | 32.51
02/15/2024 03:00:00 | 02/15/2024 03:00:00 | 0 | 0 | 0 | 31.75
02/15/2024 04:00:00 | 02/15/2024 04:00:00 | 0 | 0 | 0 | 32
02/15/2024 05:00:00 | 02/15/2024 05:00:00 | 0 | 0 | 0 | 32
02/15/2024 06:00:00 | 02/15/2024 06:00:00 | 0 | 0 | 0 | 33.53
02/15/2024 07:00:00 | 02/15/2024 07:00:00 | 38.69 | 38.69 | 4.35 | 36.61
02/15/2024 08:00:00 | 02/15/2024 08:00:00 | 69.7 | 69.7 | 0.51 | 55.04
02/15/2024 09:00:00 | 02/15/2024 09:00:00 | 269.27 | 269.27 | 161.54 | 0
02/15/2024 10:00:00 | 02/15/2024 10:00:00 | 406.55 | 406.55 | 259.58 | 0
02/15/2024 11:00:00 | 02/15/2024 11:00:00 | 469.71 | 469.71 | 327.42 | 0
02/15/2024 12:00:00 | 02/15/2024 12:00:00 | 490.79 | 490.79 | 387.33 | 0
02/15/2024 13:00:00 | 02/15/2024 13:00:00 | 457.82 | 457.82 | 236.29 | 0.26
02/15/2024 14:00:00 | 02/15/2024 14:00:00 | 347.24 | 347.24 | 165.44 | 5.89
02/15/2024 15:00:00 | 02/15/2024 15:00:00 | 196.33 | 196.33 | 27.65 | 32.25
02/15/2024 16:00:00 | 02/15/2024 16:00:00 | 79.73 | 79.73 | 1.6 | 29.19
02/15/2024 17:00:00 | 02/15/2024 17:00:00 | 9.3 | 9.3 | 0 | 40.44
02/15/2024 18:00:00 | 02/15/2024 18:00:00 | 0 | 0 | 0 | 45.83
02/15/2024 19:00:00 | 02/15/2024 19:00:00 | 0 | 0 | 0 | 45.31
02/15/2024 20:00:00 | 02/15/2024 20:00:00 | 0 | 0 | 0 | 44.8
02/15/2024 21:00:00 | 02/15/2024 21:00:00 | 0 | 0 | 0 | 44.8
02/15/2024 22:00:00 | 02/15/2024 22:00:00 | 0 | 0 | 0 | 45.06
02/15/2024 23:00:00 | 02/15/2024 23:00:00 | 0 | 0 | 0 | 44.8
02/16/2024 00:00:00 | 02/16/2024 00:00:00 | 0 | 0 | 0 | 44.28
02/16/2024 01:00:00 | 02/16/2024 01:00:00 | 0 | 0 | 0 | 44.55
02/16/2024 02:00:00 | 02/16/2024 02:00:00 | 0 | 0 | 0 | 44.54
02/16/2024 03:00:00 | 02/16/2024 03:00:00 | 0 | 0 | 0 | 44.55
02/16/2024 04:00:00 | 02/16/2024 04:00:00 | 0 | 0 | 0 | 45.05
02/16/2024 05:00:00 | 02/16/2024 05:00:00 | 0 | 0 | 0 | 44.03
02/16/2024 06:00:00 | 02/16/2024 06:00:00 | 0.01 | 0.01 | 0 | 45.32
02/16/2024 07:00:00 | 02/16/2024 07:00:00 | 41.83 | 41.83 | 0 | 220.92
02/16/2024 08:00:00 | 02/16/2024 08:00:00 | 195.33 | 195.33 | 2.69 | 274.69
02/16/2024 09:00:00 | 02/16/2024 09:00:00 | 310.26 | 310.26 | 168.44 | 0
02/16/2024 10:00:00 | 02/16/2024 10:00:00 | 402.91 | 402.91 | 190.08 | 0.77
02/16/2024 11:00:00 | 02/16/2024 11:00:00 | 470.9 | 470.9 | 166.66 | 0.77
02/16/2024 12:00:00 | 02/16/2024 12:00:00 | 497.3 | 497.3 | 330.3 | 0
02/16/2024 13:00:00 | 02/16/2024 13:00:00 | 460.76 | 460.76 | 177.8 | 0.51
02/16/2024 14:00:00 | 02/16/2024 14:00:00 | 356.25 | 356.25 | 148.03 | 39.68
02/16/2024 15:00:00 | 02/16/2024 15:00:00 | 212.32 | 212.32 | 0 | 236.54
02/16/2024 16:00:00 | 02/16/2024 16:00:00 | 74.85 | 74.85 | 0 | 110.85
02/16/2024 17:00:00 | 02/16/2024 17:00:00 | 6.45 | 6.45 | 0 | 158.47
02/16/2024 18:00:00 | 02/16/2024 18:00:00 | 0 | 0 | 0 | 166.14
02/16/2024 19:00:00 | 02/16/2024 19:00:00 | 0 | 0 | 0 | 165.63
02/16/2024 20:00:00 | 02/16/2024 20:00:00 | 0 | 0 | 0 | 165.12
02/16/2024 21:00:00 | 02/16/2024 21:00:00 | 0 | 0 | 0 | 163.84
02/16/2024 22:00:00 | 02/16/2024 22:00:00 | 0 | 0 | 0 | 163.07
02/16/2024 23:00:00 | 02/16/2024 23:00:00 | 0 | 0 | 0 | 163.33
02/17/2024 00:00:00 | 02/17/2024 00:00:00 | 0 | 0 | 0 | 163.07
02/17/2024 01:00:00 | 02/17/2024 01:00:00 | 0 | 0 | 0 | 163.08
02/17/2024 02:00:00 | 02/17/2024 02:00:00 | 0 | 0 | 0 | 163.32
02/17/2024 03:00:00 | 02/17/2024 03:00:00 | 0 | 0 | 0 | 162.82
02/17/2024 04:00:00 | 02/17/2024 04:00:00 | 0 | 0 | 0 | 163.84
02/17/2024 05:00:00 | 02/17/2024 05:00:00 | 0 | 0 | 0 | 163.33
02/17/2024 06:00:00 | 02/17/2024 06:00:00 | 0.11 | 0.11 | 0 | 163.84
02/17/2024 07:00:00 | 02/17/2024 07:00:00 | 44.16 | 44.16 | 0 | 118.53
02/17/2024 08:00:00 | 02/17/2024 08:00:00 | 157.66 | 157.66 | 8.57 | 18.68
02/17/2024 09:00:00 | 02/17/2024 09:00:00 | 292.47 | 292.47 | 118.34 | 2.31
02/17/2024 10:00:00 | 02/17/2024 10:00:00 | 347.53 | 347.53 | 167.94 | 0
02/17/2024 11:00:00 | 02/17/2024 11:00:00 | 464.71 | 464.71 | 276.41 | 0
02/17/2024 12:00:00 | 02/17/2024 12:00:00 | 481.56 | 481.56 | 294.21 | 0
02/17/2024 13:00:00 | 02/17/2024 13:00:00 | 480.14 | 480.14 | 292.86 | 0
02/17/2024 14:00:00 | 02/17/2024 14:00:00 | 366.89 | 366.89 | 187.4 | 0
02/17/2024 15:00:00 | 02/17/2024 15:00:00 | 161.21 | 161.21 | 20.6 | 26.11
02/17/2024 16:00:00 | 02/17/2024 16:00:00 | 52.73 | 52.73 | 0 | 108.29
02/17/2024 17:00:00 | 02/17/2024 17:00:00 | 3.43 | 3.43 | 0 | 157.95
02/17/2024 18:00:00 | 02/17/2024 18:00:00 | 0 | 0 | 0 | 164.1
02/17/2024 19:00:00 | 02/17/2024 19:00:00 | 0 | 0 | 0 | 164.35
02/17/2024 20:00:00 | 02/17/2024 20:00:00 | 0 | 0 | 0 | 164.61
02/17/2024 21:00:00 | 02/17/2024 21:00:00 | 0 | 0 | 0 | 165.37
02/17/2024 22:00:00 | 02/17/2024 22:00:00 | 0 | 0 | 0 | 165.12
02/17/2024 23:00:00 | 02/17/2024 23:00:00 | 0 | 0 | 0 | 165.63
02/18/2024 00:00:00 | 02/18/2024 00:00:00 | 0 | 0 | 0 | 165.64
02/18/2024 01:00:00 | 02/18/2024 01:00:00 | 0 | 0 | 0 | 164.86
02/18/2024 02:00:00 | 02/18/2024 02:00:00 | 0 | 0 | 0 | 165.12
02/18/2024 03:00:00 | 02/18/2024 03:00:00 | 0 | 0 | 0 | 165.12
02/18/2024 04:00:00 | 02/18/2024 04:00:00 | 0 | 0 | 0 | 165.12
02/18/2024 05:00:00 | 02/18/2024 05:00:00 | 0 | 0 | 0 | 164.61
02/18/2024 06:00:00 | 02/18/2024 06:00:00 | 0 | 0 | 0 | 164.09
02/18/2024 07:00:00 | 02/18/2024 07:00:00 | 11.73 | 11.73 | 0 | 150.53
02/18/2024 08:00:00 | 02/18/2024 08:00:00 | 42.54 | 42.54 | 0 | 119.81
02/18/2024 09:00:00 | 02/18/2024 09:00:00 | 88.2 | 88.2 | 0 | 76.54
02/18/2024 10:00:00 | 02/18/2024 10:00:00 | 133.69 | 133.69 | 0.96 | 35.59
02/18/2024 11:00:00 | 02/18/2024 11:00:00 | 214.92 | 214.92 | 52.1 | 9.73
02/18/2024 12:00:00 | 02/18/2024 12:00:00 | 266.38 | 266.38 | 92.48 | 1.79
02/18/2024 13:00:00 | 02/18/2024 13:00:00 | 328.81 | 328.81 | 153.6 | 4.86
02/18/2024 14:00:00 | 02/18/2024 14:00:00 | 246.52 | 246.52 | 84.61 | 12.29
02/18/2024 15:00:00 | 02/18/2024 15:00:00 | 104.32 | 104.32 | 0 | 61.7
02/18/2024 16:00:00 | 02/18/2024 16:00:00 | 44.37 | 44.37 | 0 | 117.5
02/18/2024 17:00:00 | 02/18/2024 17:00:00 | 3.49 | 3.49 | 0 | 157.18
02/18/2024 18:00:00 | 02/18/2024 18:00:00 | 0 | 0 | 0 | 164.61
02/18/2024 19:00:00 | 02/18/2024 19:00:00 | 0 | 0 | 0 | 164.61
02/18/2024 20:00:00 | 02/18/2024 20:00:00 | 0 | 0 | 0 | 164.61
02/18/2024 21:00:00 | 02/18/2024 21:00:00 |  |  |  | 164.86
02/18/2024 22:00:00 | 02/18/2024 22:00:00 | 0 | 0 | 0 | 164.87
02/18/2024 23:00:00 | 02/18/2024 23:00:00 | 0 | 0 | 0 | 165.63
02/19/2024 00:00:00 | 02/19/2024 00:00:00 | 0 | 0 | 0 | 164.86
02/19/2024 01:00:00 | 02/19/2024 01:00:00 | 0 | 0 | 0 | 165.12
02/19/2024 02:00:00 | 02/19/2024 02:00:00 | 0 | 0 | 0 | 164.61
02/19/2024 03:00:00 | 02/19/2024 03:00:00 | 0 | 0 | 0 | 164.86
02/19/2024 04:00:00 | 02/19/2024 04:00:00 | 0 | 0 | 0 | 164.87
02/19/2024 05:00:00 | 02/19/2024 05:00:00 | 0 | 0 | 0 | 165.37
02/19/2024 06:00:00 | 02/19/2024 06:00:00 | 0 | 0 | 0 | 172.8
02/19/2024 07:00:00 | 02/19/2024 07:00:00 | 5.44 | 5.44 | 0 | 401.41
02/19/2024 08:00:00 | 02/19/2024 08:00:00 | 59.38 | 59.38 | 0 | 487.43
02/19/2024 09:00:00 | 02/19/2024 09:00:00 | 91.42 | 91.42 | 0 | 431.36
02/19/2024 10:00:00 | 02/19/2024 10:00:00 | 225.16 | 225.16 | 0 | 168.96
02/19/2024 11:00:00 | 02/19/2024 11:00:00 | 401.27 | 401.27 | 60.61 | 120.57
02/19/2024 12:00:00 | 02/19/2024 12:00:00 | 517.83 | 517.83 | 260.22 | 0
02/19/2024 13:00:00 | 02/19/2024 13:00:00 | 502.26 | 502.26 | 248.32 | 0.26
02/19/2024 14:00:00 | 02/19/2024 14:00:00 | 254.36 | 254.36 | 71.36 | 52.48
02/19/2024 15:00:00 | 02/19/2024 15:00:00 | 35.32 | 35.32 | 0 | 191.49
02/19/2024 16:00:00 | 02/19/2024 16:00:00 | 33.72 | 33.72 | 0 | 193.28
02/19/2024 17:00:00 | 02/19/2024 17:00:00 | 7.56 | 7.56 | 0 | 219.64
02/19/2024 18:00:00 | 02/19/2024 18:00:00 | 0 | 0 | 0 | 228.87
02/19/2024 19:00:00 | 02/19/2024 19:00:00 | 0 | 0 | 0 | 230.91
02/19/2024 20:00:00 | 02/19/2024 20:00:00 | 0 | 0 | 0 | 222.72
02/19/2024 21:00:00 | 02/19/2024 21:00:00 | 0 | 0 | 0 | 220.42
02/19/2024 22:00:00 | 02/19/2024 22:00:00 | 0 | 0 | 0 | 219.13
02/19/2024 23:00:00 | 02/19/2024 23:00:00 | 0 | 0 | 0 | 215.55
02/20/2024 00:00:00 | 02/20/2024 00:00:00 | 0 | 0 | 0 | 208.9
02/20/2024 01:00:00 | 02/20/2024 01:00:00 | 0 | 0 | 0 | 207.87
02/20/2024 02:00:00 | 02/20/2024 02:00:00 | 0 | 0 | 0 | 207.62
02/20/2024 03:00:00 | 02/20/2024 03:00:00 | 0 | 0 | 0 | 208.89
02/20/2024 04:00:00 | 02/20/2024 04:00:00 | 0 | 0 | 0 | 209.92
02/20/2024 05:00:00 | 02/20/2024 05:00:00 | 0 | 0 | 0 | 208.9
02/20/2024 06:00:00 | 02/20/2024 06:00:00 | 0.15 | 0.15 | 0 | 217.34
02/20/2024 07:00:00 | 02/20/2024 07:00:00 | 66.48 | 66.48 | 0 | 446.21
02/20/2024 08:00:00 | 02/20/2024 08:00:00 | 228.94 | 228.94 | 0 | 395.52
02/20/2024 09:00:00 | 02/20/2024 09:00:00 | 357.27 | 357.27 | 41.98 | 97.79
02/20/2024 10:00:00 | 02/20/2024 10:00:00 | 423.96 | 423.96 | 26.76 | 138.76
02/20/2024 11:00:00 | 02/20/2024 11:00:00 | 498.06 | 498.06 | 40.64 | 61.69
02/20/2024 12:00:00 | 02/20/2024 12:00:00 | 516.8 | 516.8 | 4.35 | 206.59
02/20/2024 13:00:00 | 02/20/2024 13:00:00 | 486.59 | 486.59 | 15.74 | 88.58
02/20/2024 14:00:00 | 02/20/2024 14:00:00 | 396.39 | 396.39 | 0 | 353.28
02/20/2024 15:00:00 | 02/20/2024 15:00:00 | 270.21 | 270.21 | 0 | 171.26
02/20/2024 16:00:00 | 02/20/2024 16:00:00 | 98.65 | 98.65 | 0 | 258.56
02/20/2024 17:00:00 | 02/20/2024 17:00:00 | 11.73 | 11.73 | 0 | 341.51
02/20/2024 18:00:00 | 02/20/2024 18:00:00 | 0 | 0 | 0 | 355.07
02/20/2024 19:00:00 | 02/20/2024 19:00:00 | 0 | 0 | 0 | 355.58
02/20/2024 20:00:00 | 02/20/2024 20:00:00 | 0 | 0 | 0 | 356.87
02/20/2024 21:00:00 | 02/20/2024 21:00:00 | 0 | 0 | 0 | 356.61
02/20/2024 22:00:00 | 02/20/2024 22:00:00 | 0 | 0 | 0 | 357.63
02/20/2024 23:00:00 | 02/20/2024 23:00:00 | 0 | 0 | 0 | 360.45
02/21/2024 00:00:00 | 02/21/2024 00:00:00 | 0 | 0 | 0 | 359.42
02/21/2024 01:00:00 | 02/21/2024 01:00:00 | 0 | 0 | 0 | 359.17
02/21/2024 02:00:00 | 02/21/2024 02:00:00 | 0 | 0 | 0 | 358.91
02/21/2024 03:00:00 | 02/21/2024 03:00:00 | 0 | 0 | 0 | 358.91
02/21/2024 04:00:00 | 02/21/2024 04:00:00 | 0 | 0 | 0 | 358.66
02/21/2024 05:00:00 | 02/21/2024 05:00:00 | 0 | 0 | 0 | 358.14
02/21/2024 06:00:00 | 02/21/2024 06:00:00 | 0.11 | 0.11 | 0 | 358.91
02/21/2024 07:00:00 | 02/21/2024 07:00:00 | 25.06 | 25.06 | 0 | 755.97
02/21/2024 08:00:00 | 02/21/2024 08:00:00 | 174.22 | 174.22 | 0 | 656.39
02/21/2024 09:00:00 | 02/21/2024 09:00:00 | 272.66 | 272.66 | 0 | 454.4
02/21/2024 10:00:00 | 02/21/2024 10:00:00 | 432.82 | 432.82 | 0 | 397.82
02/21/2024 11:00:00 | 02/21/2024 11:00:00 | 511.33 | 511.33 | 8.96 | 169.73
02/21/2024 12:00:00 | 02/21/2024 12:00:00 | 530.26 | 530.26 | 23.17 | 246.27
02/21/2024 13:00:00 | 02/21/2024 13:00:00 | 494.61 | 494.61 | 31.42 | 63.49
02/21/2024 14:00:00 | 02/21/2024 14:00:00 | 324.23 | 324.23 | 0.07 | 538.11
02/21/2024 15:00:00 | 02/21/2024 15:00:00 | 238.76 | 238.76 | 0 | 393.98
02/21/2024 16:00:00 | 02/21/2024 16:00:00 | 93.49 | 93.49 | 0 | 377.86
02/21/2024 17:00:00 | 02/21/2024 17:00:00 | 10.17 | 10.17 | 0 | 548.61
02/21/2024 18:00:00 | 02/21/2024 18:00:00 | 0 | 0 | 0 | 336.64
02/21/2024 19:00:00 | 02/21/2024 19:00:00 | 0 | 0 | 0 | 362.75
02/21/2024 20:00:00 | 02/21/2024 20:00:00 | 0 | 0 | 0 | 369.66
02/21/2024 21:00:00 | 02/21/2024 21:00:00 | 0 | 0 | 0 | 354.31
02/21/2024 22:00:00 | 02/21/2024 22:00:00 | 0 | 0 | 0 | 350.46
02/21/2024 23:00:00 | 02/21/2024 23:00:00 | 0 | 0 | 0 | 352
02/22/2024 00:00:00 | 02/22/2024 00:00:00 | 0 | 0 | 0 | 349.95
02/22/2024 01:00:00 | 02/22/2024 01:00:00 | 0 | 0 | 0 | 346.12
02/22/2024 02:00:00 | 02/22/2024 02:00:00 | 0 | 0 | 0 | 314.11
02/22/2024 03:00:00 | 02/22/2024 03:00:00 | 0 | 0 | 0 | 312.32
02/22/2024 04:00:00 | 02/22/2024 04:00:00 | 0 | 0 | 0 | 312.06
02/22/2024 05:00:00 | 02/22/2024 05:00:00 | 0 | 0 | 0 | 311.04
02/22/2024 06:00:00 | 02/22/2024 06:00:00 | 0 | 0 | 0 | 483.07
02/22/2024 07:00:00 | 02/22/2024 07:00:00 | 10.98 | 10.98 | 0 | 831.24
02/22/2024 08:00:00 | 02/22/2024 08:00:00 | 66.36 | 66.36 | 0 | 967.16
02/22/2024 09:00:00 | 02/22/2024 09:00:00 | 80.89 | 80.89 | 0 | 914.95
02/22/2024 10:00:00 | 02/22/2024 10:00:00 | 56.92 | 56.92 | 0 | 750.08
02/22/2024 11:00:00 | 02/22/2024 11:00:00 | 84.88 | 84.88 | 0 | 869.89
02/22/2024 12:00:00 | 02/22/2024 12:00:00 | 62.45 | 62.45 | 0 | 973.05
02/22/2024 13:00:00 | 02/22/2024 13:00:00 | 44.72 | 44.72 | 0 | 677.63
02/22/2024 14:00:00 | 02/22/2024 14:00:00 | 31.38 | 31.38 | 0 | 824.58
02/22/2024 15:00:00 | 02/22/2024 15:00:00 | 31.04 | 31.04 | 0 | 726.78
02/22/2024 16:00:00 | 02/22/2024 16:00:00 | 8.84 | 8.84 | 0 | 680.71
02/22/2024 17:00:00 | 02/22/2024 17:00:00 | 1.31 | 1.31 | 0 | 823.04
02/22/2024 18:00:00 | 02/22/2024 18:00:00 | 0 | 0 | 0 | 776.19
02/22/2024 19:00:00 | 02/22/2024 19:00:00 | 0 | 0 | 0 | 675.07
02/22/2024 20:00:00 | 02/22/2024 20:00:00 | 0 | 0 | 0 | 590.08
02/22/2024 21:00:00 | 02/22/2024 21:00:00 | 0 | 0 | 0 | 626.43
02/22/2024 22:00:00 | 02/22/2024 22:00:00 | 0 | 0 | 0 | 448.77
02/22/2024 23:00:00 | 02/22/2024 23:00:00 | 0 | 0 | 0 | 448.51
02/23/2024 00:00:00 | 02/23/2024 00:00:00 | 0 | 0 | 0 | 441.86
02/23/2024 01:00:00 | 02/23/2024 01:00:00 | 0 | 0 | 0 | 434.18
02/23/2024 02:00:00 | 02/23/2024 02:00:00 | 0 | 0 | 0 | 436.99
02/23/2024 03:00:00 | 02/23/2024 03:00:00 | 0 | 0 | 0 | 440.06
02/23/2024 04:00:00 | 02/23/2024 04:00:00 | 0 | 0 | 0 | 439.3
02/23/2024 05:00:00 | 02/23/2024 05:00:00 | 0 | 0 | 0 | 438.27
02/23/2024 06:00:00 | 02/23/2024 06:00:00 | 0 | 0 | 0 | 452.61
02/23/2024 07:00:00 | 02/23/2024 07:00:00 | 1.92 | 1.92 | 0 | 777.98
02/23/2024 08:00:00 | 02/23/2024 08:00:00 | 10.27 | 10.27 | 0 | 803.59
02/23/2024 09:00:00 | 02/23/2024 09:00:00 | 16.97 | 16.97 | 0 | 598.52
02/23/2024 10:00:00 | 02/23/2024 10:00:00 | 24.65 | 24.65 | 0 | 746.76
02/23/2024 11:00:00 | 02/23/2024 11:00:00 | 26.41 | 26.41 | 0 | 801.02
02/23/2024 12:00:00 | 02/23/2024 12:00:00 | 21.5 | 21.5 | 0 | 965.38
02/23/2024 13:00:00 | 02/23/2024 13:00:00 | 20.16 | 20.16 | 0 | 941.56
02/23/2024 14:00:00 | 02/23/2024 14:00:00 | 12.11 | 12.11 | 0 | 887.04
02/23/2024 15:00:00 | 02/23/2024 15:00:00 | 9.35 | 9.35 | 0 | 691.2
02/23/2024 16:00:00 | 02/23/2024 16:00:00 | 4.11 | 4.11 | 0 | 647.17
02/23/2024 17:00:00 | 02/23/2024 17:00:00 | 0.15 | 0.15 | 0 | 705.54
02/23/2024 18:00:00 | 02/23/2024 18:00:00 | 0 | 0 | 0 | 746.75
02/23/2024 19:00:00 | 02/23/2024 19:00:00 | 0 | 0 | 0 | 734.72
02/23/2024 20:00:00 | 02/23/2024 20:00:00 | 0 | 0 | 0 | 723.46
02/23/2024 21:00:00 | 02/23/2024 21:00:00 | 0 | 0 | 0 | 710.91
02/23/2024 22:00:00 | 02/23/2024 22:00:00 | 0 | 0 | 0 | 489.98
02/23/2024 23:00:00 | 02/23/2024 23:00:00 | 0 | 0 | 0 | 483.84
02/24/2024 00:00:00 | 02/24/2024 00:00:00 | 0 | 0 | 0 | 459.01
02/24/2024 01:00:00 | 02/24/2024 01:00:00 | 0 | 0 | 0 | 459.78
02/24/2024 02:00:00 | 02/24/2024 02:00:00 | 0 | 0 | 0 | 460.54
02/24/2024 03:00:00 | 02/24/2024 03:00:00 | 0 | 0 | 0 | 460.8
02/24/2024 04:00:00 | 02/24/2024 04:00:00 | 0 | 0 | 0 | 452.61
02/24/2024 05:00:00 | 02/24/2024 05:00:00 | 0 | 0 | 0 | 441.09
02/24/2024 06:00:00 | 02/24/2024 06:00:00 | 0.09 | 0.09 | 0 | 484.09
02/24/2024 07:00:00 | 02/24/2024 07:00:00 | 19.65 | 19.65 | 0 | 625.92
02/24/2024 08:00:00 | 02/24/2024 08:00:00 | 111.76 | 111.76 | 0 | 637.95
02/24/2024 09:00:00 | 02/24/2024 09:00:00 | 273.55 | 273.55 | 0 | 273.16
02/24/2024 10:00:00 | 02/24/2024 10:00:00 | 467.19 | 467.19 | 0.64 | 282.62
02/24/2024 11:00:00 | 02/24/2024 11:00:00 | 480.58 | 480.58 | 0.19 | 262.4
02/24/2024 12:00:00 | 02/24/2024 12:00:00 | 373.4 | 373.4 | 0 | 455.42
02/24/2024 13:00:00 | 02/24/2024 13:00:00 | 384.56 | 384.56 | 9.54 | 178.18
02/24/2024 14:00:00 | 02/24/2024 14:00:00 | 348.49 | 348.49 | 0 | 146.94
02/24/2024 15:00:00 | 02/24/2024 15:00:00 | 284.77 | 284.77 | 0 | 204.29
02/24/2024 16:00:00 | 02/24/2024 16:00:00 | 106.61 | 106.61 | 0 | 352.26
02/24/2024 17:00:00 | 02/24/2024 17:00:00 | 27.25 | 27.25 | 0 | 431.87
02/24/2024 18:00:00 | 02/24/2024 18:00:00 | 0 | 0 | 0 | 447.23
02/24/2024 19:00:00 | 02/24/2024 19:00:00 | 0 | 0 | 0 | 443.91
02/24/2024 20:00:00 | 02/24/2024 20:00:00 | 0 | 0 | 0 | 438.78
02/24/2024 21:00:00 | 02/24/2024 21:00:00 | 0 | 0 | 0 | 436.22
02/24/2024 22:00:00 | 02/24/2024 22:00:00 | 0 | 0 | 0 | 436.74
02/24/2024 23:00:00 | 02/24/2024 23:00:00 | 0 | 0 | 0 | 437.76
02/25/2024 00:00:00 | 02/25/2024 00:00:00 | 0 | 0 | 0 | 434.94
02/25/2024 01:00:00 | 02/25/2024 01:00:00 | 0 | 0 | 0 | 416
02/25/2024 02:00:00 | 02/25/2024 02:00:00 | 0 | 0 | 0 | 414.72
02/25/2024 03:00:00 | 02/25/2024 03:00:00 | 0 | 0 | 0 | 414.21
02/25/2024 04:00:00 | 02/25/2024 04:00:00 | 0 | 0 | 0 | 408.58
02/25/2024 05:00:00 | 02/25/2024 05:00:00 | 0 | 0 | 0 | 405.76
02/25/2024 06:00:00 | 02/25/2024 06:00:00 | 0.17 | 0.17 | 0 | 409.34
02/25/2024 07:00:00 | 02/25/2024 07:00:00 | 31.05 | 31.05 | 0 | 384.26
02/25/2024 08:00:00 | 02/25/2024 08:00:00 | 56.37 | 56.37 | 0 | 355.84
02/25/2024 09:00:00 | 02/25/2024 09:00:00 | 242.85 | 242.85 | 13.12 | 191.23
02/25/2024 10:00:00 | 02/25/2024 10:00:00 | 254.65 | 254.65 | 7.61 | 167.42
02/25/2024 11:00:00 | 02/25/2024 11:00:00 | 280.36 | 280.36 | 25.35 | 112.13
02/25/2024 12:00:00 | 02/25/2024 12:00:00 | 249.97 | 249.97 | 21.69 | 128
02/25/2024 13:00:00 | 02/25/2024 13:00:00 | 408.56 | 408.56 | 91.27 | 45.83
02/25/2024 14:00:00 | 02/25/2024 14:00:00 | 280.26 | 280.26 | 39.68 | 115.2
02/25/2024 15:00:00 | 02/25/2024 15:00:00 | 170.72 | 170.72 | 5.76 | 182.01
02/25/2024 16:00:00 | 02/25/2024 16:00:00 | 66 | 66 | 0 | 273.67
02/25/2024 17:00:00 | 02/25/2024 17:00:00 | 27.13 | 27.13 | 0 | 310.78
02/25/2024 18:00:00 | 02/25/2024 18:00:00 | 0 | 0 | 0 | 336.9
02/25/2024 19:00:00 | 02/25/2024 19:00:00 | 0 | 0 | 0 | 339.71
02/25/2024 20:00:00 | 02/25/2024 20:00:00 | 0 | 0 | 0 | 337.92
02/25/2024 21:00:00 | 02/25/2024 21:00:00 | 0 | 0 | 0 | 340.48
02/25/2024 22:00:00 | 02/25/2024 22:00:00 | 0 | 0 | 0 | 337.15
02/25/2024 23:00:00 | 02/25/2024 23:00:00 | 0 | 0 | 0 | 337.41
02/26/2024 00:00:00 | 02/26/2024 00:00:00 | 0 | 0 | 0 | 330.49
02/26/2024 01:00:00 | 02/26/2024 01:00:00 | 0 | 0 | 0 | 338.18
02/26/2024 02:00:00 | 02/26/2024 02:00:00 | 0 | 0 | 0 | 344.06
02/26/2024 03:00:00 | 02/26/2024 03:00:00 | 0 | 0 | 0 | 340.48
02/26/2024 04:00:00 | 02/26/2024 04:00:00 | 0 | 0 | 0 | 343.56
02/26/2024 05:00:00 | 02/26/2024 05:00:00 | 0 | 0 | 0 | 342.52
02/26/2024 06:00:00 | 02/26/2024 06:00:00 | 1.14 | 1.14 | 0 | 418.05
02/26/2024 07:00:00 | 02/26/2024 07:00:00 | 44.78 | 44.78 | 0 | 674.31
02/26/2024 08:00:00 | 02/26/2024 08:00:00 | 146.65 | 146.65 | 0 | 836.35
02/26/2024 09:00:00 | 02/26/2024 09:00:00 | 220.44 | 220.44 | 0 | 645.89
02/26/2024 10:00:00 | 02/26/2024 10:00:00 | 252.96 | 252.96 | 0 | 642.56
02/26/2024 11:00:00 | 02/26/2024 11:00:00 | 296.61 | 296.61 | 0 | 461.82
02/26/2024 12:00:00 | 02/26/2024 12:00:00 | 383.71 | 383.71 | 0 | 379.14
02/26/2024 13:00:00 | 02/26/2024 13:00:00 | 244.31 | 244.31 | 0 | 835.07
02/26/2024 14:00:00 | 02/26/2024 14:00:00 | 192.19 | 192.19 | 0 | 684.03
02/26/2024 15:00:00 | 02/26/2024 15:00:00 | 89.15 | 89.15 | 0 | 631.81
02/26/2024 16:00:00 | 02/26/2024 16:00:00 | 24.85 | 24.85 | 0 | 641.02
02/26/2024 17:00:00 | 02/26/2024 17:00:00 | 11.49 | 11.49 | 0 | 636.42
02/26/2024 18:00:00 | 02/26/2024 18:00:00 | 0 | 0 | 0 | 752.64
02/26/2024 19:00:00 | 02/26/2024 19:00:00 | 0 | 0 | 0 | 757.25
02/26/2024 20:00:00 | 02/26/2024 20:00:00 | 0 | 0 | 0 | 754.94
02/26/2024 21:00:00 | 02/26/2024 21:00:00 | 0 | 0 | 0 | 553.98
02/26/2024 22:00:00 | 02/26/2024 22:00:00 | 0 | 0 | 0 | 451.33
02/26/2024 23:00:00 | 02/26/2024 23:00:00 | 0 | 0 | 0 | 453.12
02/27/2024 00:00:00 | 02/27/2024 00:00:00 | 0 | 0 | 0 | 451.84
02/27/2024 01:00:00 | 02/27/2024 01:00:00 | 0 | 0 | 0 | 450.05
02/27/2024 02:00:00 | 02/27/2024 02:00:00 | 0 | 0 | 0 | 450.05
02/27/2024 03:00:00 | 02/27/2024 03:00:00 | 0 | 0 | 0 | 446.97
02/27/2024 04:00:00 | 02/27/2024 04:00:00 | 0 | 0 | 0 | 443.14
02/27/2024 05:00:00 | 02/27/2024 05:00:00 | 0 | 0 | 0 | 434.94
02/27/2024 06:00:00 | 02/27/2024 06:00:00 | 0 | 0 | 0 | 695.3
02/27/2024 07:00:00 | 02/27/2024 07:00:00 | 12.51 | 12.51 | 0 | 1109.76
02/27/2024 08:00:00 | 02/27/2024 08:00:00 | 29.15 | 29.15 | 0 | 1060.61
02/27/2024 09:00:00 | 02/27/2024 09:00:00 | 55.39 | 55.39 | 0 | 859.13
02/27/2024 10:00:00 | 02/27/2024 10:00:00 | 95.86 | 95.86 | 0 | 850.69
02/27/2024 11:00:00 | 02/27/2024 11:00:00 | 74.46 | 74.46 | 0 | 1157.38
02/27/2024 12:00:00 | 02/27/2024 12:00:00 | 88.75 | 88.75 | 0 | 932.35
02/27/2024 13:00:00 | 02/27/2024 13:00:00 | 123.84 | 123.84 | 0 | 838.4
02/27/2024 14:00:00 | 02/27/2024 14:00:00 | 106.64 | 106.64 | 0 | 1017.34
02/27/2024 15:00:00 | 02/27/2024 15:00:00 | 56.95 | 56.95 | 0 | 829.96
02/27/2024 16:00:00 | 02/27/2024 16:00:00 | 20.14 | 20.14 | 0 | 831.48
02/27/2024 17:00:00 | 02/27/2024 17:00:00 | 5.95 | 5.95 | 0 | 791.04
02/27/2024 18:00:00 | 02/27/2024 18:00:00 | 0 | 0 | 0 | 750.6
02/27/2024 19:00:00 | 02/27/2024 19:00:00 | 0 | 0 | 0 | 655.61
02/27/2024 20:00:00 | 02/27/2024 20:00:00 | 0 | 0 | 0 | 760.07
02/27/2024 21:00:00 | 02/27/2024 21:00:00 | 0 | 0 | 0 | 728.83
02/27/2024 22:00:00 | 02/27/2024 22:00:00 | 0 | 0 | 0 | 540.67
02/27/2024 23:00:00 | 02/27/2024 23:00:00 | 0 | 0 | 0 | 538.88
02/28/2024 00:00:00 | 02/28/2024 00:00:00 | 0 | 0 | 0 | 530.69
02/28/2024 01:00:00 | 02/28/2024 01:00:00 | 0 | 0 | 0 | 532.22
02/28/2024 02:00:00 | 02/28/2024 02:00:00 | 0 | 0 | 0 | 532.99
02/28/2024 03:00:00 | 02/28/2024 03:00:00 | 0 | 0 | 0 | 532.48
02/28/2024 04:00:00 | 02/28/2024 04:00:00 | 0 | 0 | 0 | 529.67
02/28/2024 05:00:00 | 02/28/2024 05:00:00 | 0 | 0 | 0 | 534.27
02/28/2024 06:00:00 | 02/28/2024 06:00:00 | 0 | 0 | 0 | 545.54
02/28/2024 07:00:00 | 02/28/2024 07:00:00 | 6.32 | 6.32 | 0 | 924.41
02/28/2024 08:00:00 | 02/28/2024 08:00:00 | 45.58 | 45.58 | 0 | 805.12
02/28/2024 09:00:00 | 02/28/2024 09:00:00 | 126.5 | 126.5 | 0 | 700.67
02/28/2024 10:00:00 | 02/28/2024 10:00:00 | 242.81 | 242.81 | 0 | 496.39
02/28/2024 11:00:00 | 02/28/2024 11:00:00 | 239.49 | 239.49 | 0 | 448
02/28/2024 12:00:00 | 02/28/2024 12:00:00 | 517.07 | 517.07 | 0.76 | 284.16
02/28/2024 13:00:00 | 02/28/2024 13:00:00 | 320.58 | 320.58 | 0 | 475.65
02/28/2024 14:00:00 | 02/28/2024 14:00:00 | 89.35 | 89.35 | 0 | 629.24
02/28/2024 15:00:00 | 02/28/2024 15:00:00 | 96.98 | 96.98 | 0 | 734.98
02/28/2024 16:00:00 | 02/28/2024 16:00:00 | 41.96 | 41.96 | 0 | 824.58
02/28/2024 17:00:00 | 02/28/2024 17:00:00 | 7.09 | 7.09 | 0 | 807.42
02/28/2024 18:00:00 | 02/28/2024 18:00:00 | 0 | 0 | 0 | 893.18
02/28/2024 19:00:00 | 02/28/2024 19:00:00 | 0 | 0 | 0 | 751.62
02/28/2024 20:00:00 | 02/28/2024 20:00:00 | 0 | 0 | 0 | 875.01
02/28/2024 21:00:00 | 02/28/2024 21:00:00 | 0 | 0 | 0 | 637.95
02/28/2024 22:00:00 | 02/28/2024 22:00:00 | 0 | 0 | 0 | 549.89
02/28/2024 23:00:00 | 02/28/2024 23:00:00 | 0 | 0 | 0 | 517.89
02/29/2024 00:00:00 | 02/29/2024 00:00:00 | 0 | 0 | 0 | 513.02
02/29/2024 01:00:00 | 02/29/2024 01:00:00 | 0 | 0 | 0 | 514.56
02/29/2024 02:00:00 | 02/29/2024 02:00:00 | 0 | 0 | 0 | 503.3
02/29/2024 03:00:00 | 02/29/2024 03:00:00 | 0 | 0 | 0 | 484.6
02/29/2024 04:00:00 | 02/29/2024 04:00:00 | 0 | 0 | 0 | 474.37
02/29/2024 05:00:00 | 02/29/2024 05:00:00 | 0 | 0 | 0 | 465.41
02/29/2024 06:00:00 | 02/29/2024 06:00:00 | 0.36 | 0.36 | 0 | 716.54
02/29/2024 07:00:00 | 02/29/2024 07:00:00 | 38.01 | 38.01 | 0 | 1125.64
02/29/2024 08:00:00 | 02/29/2024 08:00:00 | 108.5 | 108.5 | 0 | 740.35
02/29/2024 09:00:00 | 02/29/2024 09:00:00 | 230.77 | 230.77 | 0 | 542.46
02/29/2024 10:00:00 | 02/29/2024 10:00:00 | 244.61 | 244.61 | 0 | 654.08
02/29/2024 11:00:00 | 02/29/2024 11:00:00 | 502.03 | 502.03 | 0 | 311.04
02/29/2024 12:00:00 | 02/29/2024 12:00:00 | 314.02 | 314.02 | 0 | 551.17
02/29/2024 13:00:00 | 02/29/2024 13:00:00 | 318.96 | 318.96 | 0 | 568.32
02/29/2024 14:00:00 | 02/29/2024 14:00:00 | 95.21 | 95.21 | 0 | 700.67
02/29/2024 15:00:00 | 02/29/2024 15:00:00 | 117.12 | 117.12 | 0 | 723.71
02/29/2024 16:00:00 | 02/29/2024 16:00:00 | 84.18 | 84.18 | 0 | 729.86
02/29/2024 17:00:00 | 02/29/2024 17:00:00 | 26.96 | 26.96 | 0 | 814.08
02/29/2024 18:00:00 | 02/29/2024 18:00:00 | 0 | 0 | 0 | 792.06
02/29/2024 19:00:00 | 02/29/2024 19:00:00 | 0 | 0 | 0 | 882.44
02/29/2024 20:00:00 | 02/29/2024 20:00:00 | 0 | 0 | 0 | 859.39
02/29/2024 21:00:00 | 02/29/2024 21:00:00 | 0 | 0 | 0 | 760.06
02/29/2024 22:00:00 | 02/29/2024 22:00:00 | 0 | 0 | 0 | 543.49
02/29/2024 23:00:00 | 02/29/2024 23:00:00 | 0 | 0 | 0 | 542.21
2024-01-03 | 45294 | 0 | 0 | 0 | 516.61
2024-01-03 01:00 | 45294.0417 | 0 | 0 | 0 | 507.9
2024-01-03 02:00 | 45294.0833 | 0 | 0 | 0 | 509.44
2024-01-03 03:00 | 45294.125 | 0 | 0 | 0 | 500.48
2024-01-03 04:00 | 45294.1667 | 0 | 0 | 0 | 484.35
2024-01-03 05:00 | 45294.2083 | 0 | 0 | 0 | 481.03
2024-01-03 06:00 | 45294.25 | 0.16 | 0.16 | 0 | 491.26
2024-01-03 07:00 | 45294.2917 | 12.39 | 12.39 | 0 | 513.54
2024-01-03 08:00 | 45294.3333 | 17.43 | 17.43 | 0 | 590.84
2024-01-03 09:00 | 45294.375 | 36.09 | 36.09 | 0 | 633.86
2024-01-03 10:00 | 45294.4167 | 99.37 | 99.37 | 0 | 756.22
2024-01-03 11:00 | 45294.4583 | 136.68 | 136.68 | 0 | 645.89
2024-01-03 12:00 | 45294.5 | 130.66 | 130.66 | 0 | 723.46
2024-01-03 13:00 | 45294.5417 | 88.43 | 88.43 | 0 | 775.93
2024-01-03 14:00 | 45294.5833 | 72.52 | 72.52 | 0 | 750.34
2024-01-03 15:00 | 45294.625 | 89.86 | 89.86 | 0 | 663.3
2024-01-03 16:00 | 45294.6667 | 48.77 | 48.77 | 0 | 561.66
2024-01-03 17:00 | 45294.7083 | 30.51 | 30.51 | 0 | 793.34
2024-01-03 18:00 | 45294.75 | 0 | 0 | 0 | 864.52
2024-01-03 19:00 | 45294.7917 | 0 | 0 | 0 | 809.47
2024-01-03 20:00 | 45294.8333 | 0 | 0 | 0 | 848.13
2024-01-03 21:00 | 45294.875 | 0 | 0 | 0 | 690.94
2024-01-03 22:00 | 45294.9167 | 0 | 0 | 0 | 497.66
2024-01-03 23:00 | 45294.9583 | 0 | 0 | 0 | 479.24
2024-02-03 | 45325 | 0 | 0 | 0 | 472.83
2024-02-03 01:00 | 45325.0417 | 0 | 0 | 0 | 469.76
2024-02-03 02:00 | 45325.0833 | 0 | 0 | 0 | 465.15
2024-02-03 03:00 | 45325.125 | 0 | 0 | 0 | 445.18
2024-02-03 04:00 | 45325.1667 | 0 | 0 | 0 | 437
2024-02-03 05:00 | 45325.2083 | 0 | 0 | 0 | 432.89
2024-02-03 06:00 | 45325.25 | 0.74 | 0.74 | 0 | 756.74
2024-02-03 07:00 | 45325.2917 | 17.34 | 17.34 | 0 | 703.74
2024-02-03 08:00 | 45325.3333 | 33.06 | 33.06 | 0 | 562.18
2024-02-03 09:00 | 45325.375 | 85.11 | 85.11 | 0 | 616.7
2024-02-03 10:00 | 45325.4167 | 125.14 | 125.14 | 0 | 723.71
2024-02-03 11:00 | 45325.4583 | 234.17 | 234.17 | 0 | 602.88
2024-02-03 12:00 | 45325.5 | 370.96 | 370.96 | 0.13 | 412.42
2024-02-03 13:00 | 45325.5417 | 282.48 | 282.48 | 0 | 342.02
2024-02-03 14:00 | 45325.5833 | 295.86 | 295.86 | 32.07 | 211.2
2024-02-03 15:00 | 45325.625 | 88.94 | 88.94 | 0 | 365.82
2024-02-03 16:00 | 45325.6667 | 46.39 | 46.39 | 0 | 407.3
2024-02-03 17:00 | 45325.7083 | 10.72 | 10.72 | 0 | 443.39
2024-02-03 18:00 | 45325.75 | 0 | 0 | 0 | 453.63
2024-02-03 19:00 | 45325.7917 | 0 | 0 | 0 | 452.86
2024-02-03 20:00 | 45325.8333 | 0 | 0 | 0 | 451.08
2024-02-03 21:00 | 45325.875 | 0 | 0 | 0 | 448
2024-02-03 22:00 | 45325.9167 | 0 | 0 | 0 | 444.67
2024-02-03 23:00 | 45325.9583 | 0 | 0 | 0 | 452.86
2024-03-03 | 45354 | 0 | 0 | 0 | 444.42
2024-03-03 01:00 | 45354.0417 | 0 | 0 | 0 | 425.21
2024-03-03 02:00 | 45354.0833 | 0 | 0 | 0 | 425.22
2024-03-03 03:00 | 45354.125 | 0 | 0 | 0 | 424.45
2024-03-03 04:00 | 45354.1667 | 0 | 0 | 0 | 424.19
2024-03-03 05:00 | 45354.2083 | 0 | 0 | 0 | 424.7
2024-03-03 06:00 | 45354.25 | 2.83 | 2.83 | 0 | 421.38
2024-03-03 07:00 | 45354.2917 | 47.67 | 47.67 | 0 | 375.04
2024-03-03 08:00 | 45354.3333 | 124.77 | 124.77 | 0 | 304.64
2024-03-03 09:00 | 45354.375 | 182.19 | 182.19 | 0 | 249.34
2024-03-03 10:00 | 45354.4167 | 272.65 | 272.65 | 0 | 160.26
2024-03-03 11:00 | 45354.4583 | 284.29 | 284.29 | 0 | 155.14
2024-03-03 12:00 | 45354.5 | 424.72 | 424.72 | 40.89 | 17.4
2024-03-03 13:00 | 45354.5417 | 363.1 | 363.1 | 32.71 | 49.92
2024-03-03 14:00 | 45354.5833 | 230.2 | 230.2 | 0 | 137.99
2024-03-03 15:00 | 45354.625 | 169.97 | 169.97 | 0 | 197.37
2024-03-03 16:00 | 45354.6667 | 83.34 | 83.34 | 0 | 283.91
2024-03-03 17:00 | 45354.7083 | 8.3 | 8.3 | 0 | 353.02
2024-03-03 18:00 | 45354.75 | 0 | 0 | 0 | 361.47
2024-03-03 19:00 | 45354.7917 | 0 | 0 | 0 | 360.96
2024-03-03 20:00 | 45354.8333 | 0 | 0 | 0 | 361.73
2024-03-03 21:00 | 45354.875 | 0 | 0 | 0 | 363.27
2024-03-03 22:00 | 45354.9167 | 0 | 0 | 0 | 367.1
2024-03-03 23:00 | 45354.9583 | 0 | 0 | 0 | 362.75
2024-04-03 | 45385 | 0 | 0 | 0 | 361.73
2024-04-03 01:00 | 45385.0417 | 0 | 0 | 0 | 359.17
2024-04-03 02:00 | 45385.0833 | 0 | 0 | 0 | 354.3
2024-04-03 03:00 | 45385.125 | 0 | 0 | 0 | 353.54
2024-04-03 04:00 | 45385.1667 | 0 | 0 | 0 | 352.51
2024-04-03 05:00 | 45385.2083 | 0 | 0 | 0 | 350.46
2024-04-03 06:00 | 45385.25 | 0.24 | 0.24 | 0 | 478.72
2024-04-03 07:00 | 45385.2917 | 17.09 | 17.09 | 0 | 951.04
2024-04-03 08:00 | 45385.3333 | 47.36 | 47.36 | 0 | 597.51
2024-04-03 09:00 | 45385.375 | 123.32 | 123.32 | 0 | 934.65
2024-04-03 10:00 | 45385.4167 | 200.6 | 200.6 | 0 | 763.65
2024-04-03 11:00 | 45385.4583 | 289.5 | 289.5 | 0 | 565.25
2024-04-03 12:00 | 45385.5 | 511.74 | 511.74 | 0 | 339.97
2024-04-03 13:00 | 45385.5417 | 436.94 | 436.94 | 0 | 641.28
2024-04-03 14:00 | 45385.5833 | 426.18 | 426.18 | 0 | 563.45
2024-04-03 15:00 | 45385.625 | 233.82 | 233.82 | 0 | 613.12
2024-04-03 16:00 | 45385.6667 | 134.6 | 134.6 | 0 | 716.04
2024-04-03 17:00 | 45385.7083 | 33.11 | 33.11 | 0 | 766.97
2024-04-03 18:00 | 45385.75 | 0 | 0 | 0 | 802.05
2024-04-03 19:00 | 45385.7917 | 0 | 0 | 0 | 781.31
2024-04-03 20:00 | 45385.8333 | 0 | 0 | 0 | 614.66
2024-04-03 21:00 | 45385.875 | 0 | 0 | 0 | 716.54
2024-04-03 22:00 | 45385.9167 | 0 | 0 | 0 | 496.9
2024-04-03 23:00 | 45385.9583 | 0 | 0 | 0 | 499.97
2024-05-03 | 45415 | 0 | 0 | 0 | 482.81
2024-05-03 01:00 | 45415.0417 | 0 | 0 | 0 | 467.71
2024-05-03 02:00 | 45415.0833 | 0 | 0 | 0 | 465.92
2024-05-03 03:00 | 45415.125 | 0 | 0 | 0 | 463.11
2024-05-03 04:00 | 45415.1667 | 0 | 0 | 0 | 460.29
2024-05-03 05:00 | 45415.2083 | 0 | 0 | 0 | 459.77
2024-05-03 06:00 | 45415.25 | 5.26 | 5.26 | 0 | 766.47
2024-05-03 07:00 | 45415.2917 | 81.98 | 81.98 | 0 | 1004.54
2024-05-03 08:00 | 45415.3333 | 207.11 | 207.11 | 0 | 828.42
2024-05-03 09:00 | 45415.375 | 370.44 | 370.44 | 0 | 533.5
2024-05-03 10:00 | 45415.4167 | 483.7 | 483.7 | 0 | 676.61
2024-05-03 11:00 | 45415.4583 | 551.58 | 551.58 | 0 | 431.1
2024-05-03 12:00 | 45415.5 | 571.75 | 571.75 | 0 | 392.96
2024-05-03 13:00 | 45415.5417 | 532.76 | 532.76 | 0 | 435.46
2024-05-03 14:00 | 45415.5833 | 435.39 | 435.39 | 0 | 706.05
2024-05-03 15:00 | 45415.625 | 296.55 | 296.55 | 0 | 590.33
2024-05-03 16:00 | 45415.6667 | 132.09 | 132.09 | 0 | 737.28
2024-05-03 17:00 | 45415.7083 | 15.77 | 15.77 | 0 | 848.64
2024-05-03 18:00 | 45415.75 | 0 | 0 | 0 | 870.15
2024-05-03 19:00 | 45415.7917 | 0 | 0 | 0 | 812.28
2024-05-03 20:00 | 45415.8333 | 0 | 0 | 0 | 735.24
2024-05-03 21:00 | 45415.875 | 0 | 0 | 0 | 671.48
2024-05-03 22:00 | 45415.9167 | 0 | 0 | 0 | 568.58
2024-05-03 23:00 | 45415.9583 | 0 | 0 | 0 | 535.04
2024-06-03 | 45446 | 0 | 0 | 0 | 531.2
2024-06-03 01:00 | 45446.0417 | 0 | 0 | 0 | 527.87
2024-06-03 02:00 | 45446.0833 | 0 | 0 | 0 | 526.85
2024-06-03 03:00 | 45446.125 | 0 | 0 | 0 | 525.57
2024-06-03 04:00 | 45446.1667 | 0 | 0 | 0 | 525.05
2024-06-03 05:00 | 45446.2083 | 0 | 0 | 0 | 526.08
2024-06-03 06:00 | 45446.25 | 0 | 0 | 0 | 535.81
2024-06-03 07:00 | 45446.2917 | 5.03 | 5.03 | 0 | 897.03
2024-06-03 08:00 | 45446.3333 | 28.99 | 28.99 | 0 | 869.12
2024-06-03 09:00 | 45446.375 | 55.39 | 55.39 | 0 | 676.86
2024-06-03 10:00 | 45446.4167 | 129.59 | 129.59 | 0 | 642.3
2024-06-03 11:00 | 45446.4583 | 104.13 | 104.13 | 0 | 572.42
2024-06-03 12:00 | 45446.5 | 129.69 | 129.69 | 0 | 566.78
2024-06-03 13:00 | 45446.5417 | 171.43 | 171.43 | 0 | 538.63
2024-06-03 14:00 | 45446.5833 | 143.66 | 143.66 | 0 | 613.63
2024-06-03 15:00 | 45446.625 | 88.1 | 88.1 | 0 | 442.88
2024-06-03 16:00 | 45446.6667 | 38.88 | 38.88 | 0 | 496.9
2024-06-03 17:00 | 45446.7083 | 13.95 | 13.95 | 0 | 535.55
2024-06-03 18:00 | 45446.75 | 0 | 0 | 0 | 662.78
2024-06-03 19:00 | 45446.7917 | 0 | 0 | 0 | 739.84
2024-06-03 20:00 | 45446.8333 | 0 | 0 | 0 | 741.38
2024-06-03 21:00 | 45446.875 | 0 | 0 | 0 | 732.41
2024-06-03 22:00 | 45446.9167 | 0 | 0 | 0 | 461.06
2024-06-03 23:00 | 45446.9583 | 0 | 0 | 0 | 464.64
2024-07-03 | 45476 | 0 | 0 | 0 | 462.08
2024-07-03 01:00 | 45476.0417 | 0 | 0 | 0 | 462.34
2024-07-03 02:00 | 45476.0833 | 0 | 0 | 0 | 462.08
2024-07-03 03:00 | 45476.125 | 0 | 0 | 0 | 461.31
2024-07-03 04:00 | 45476.1667 | 0 | 0 | 0 | 458.75
2024-07-03 05:00 | 45476.2083 | 0 | 0 | 0 | 451.33
2024-07-03 06:00 | 45476.25 | 8.69 | 8.69 | 0 | 660.73
2024-07-03 07:00 | 45476.2917 | 102.68 | 102.68 | 0 | 993.28
2024-07-03 08:00 | 45476.3333 | 157.2 | 157.2 | 0 | 932.87
2024-07-03 09:00 | 45476.375 | 378.67 | 378.67 | 0 | 494.59
2024-07-03 10:00 | 45476.4167 | 487.37 | 487.37 | 0 | 533.5
2024-07-03 11:00 | 45476.4583 | 464.22 | 464.22 | 0 | 489.22
2024-07-03 12:00 | 45476.5 | 227.21 | 227.21 | 0 | 748.03
2024-07-03 13:00 | 45476.5417 | 80.74 | 80.74 | 0 | 821.51
2024-07-03 14:00 | 45476.5833 | 32.16 | 32.16 | 0 | 978.43
2024-07-03 15:00 | 45476.625 | 21.02 | 21.02 | 0 | 755.45
2024-07-03 16:00 | 45476.6667 | 46.15 | 46.15 | 0 | 758.79
2024-07-03 17:00 | 45476.7083 | 2.65 | 2.65 | 0 | 747.77
2024-07-03 18:00 | 45476.75 | 0 | 0 | 0 | 723.72
2024-07-03 19:00 | 45476.7917 | 0 | 0 | 0 | 783.1
2024-07-03 20:00 | 45476.8333 | 0 | 0 | 0 | 813.06
2024-07-03 21:00 | 45476.875 | 0 | 0 | 0 | 758.78
2024-07-03 22:00 | 45476.9167 | 0 | 0 | 0 | 533.76
2024-07-03 23:00 | 45476.9583 | 0 | 0 | 0 | 527.87
2024-08-03 | 45507 | 0 | 0 | 0 | 525.31
2024-08-03 01:00 | 45507.0417 | 0 | 0 | 0 | 498.18
2024-08-03 02:00 | 45507.0833 | 0 | 0 | 0 | 493.31
2024-08-03 03:00 | 45507.125 | 0 | 0 | 0 | 493.06
2024-08-03 04:00 | 45507.1667 | 0 | 0 | 0 | 486.4
2024-08-03 05:00 | 45507.2083 | 0 | 0 | 0 | 463.87
2024-08-03 06:00 | 45507.25 | 0.73 | 0.73 | 0 | 483.33
2024-08-03 07:00 | 45507.2917 | 28.18 | 28.18 | 0 | 782.85
2024-08-03 08:00 | 45507.3333 | 81.37 | 81.37 | 0 | 875.52
2024-08-03 09:00 | 45507.375 | 122.96 | 122.96 | 0 | 814.33
2024-08-03 10:00 | 45507.4167 | 109.33 | 109.33 | 0 | 645.12
2024-08-03 11:00 | 45507.4583 | 156.94 | 156.94 | 0 | 550.4
2024-08-03 12:00 | 45507.5 | 175.58 | 175.58 | 0 | 646.91
2024-08-03 13:00 | 45507.5417 | 289.06 | 289.06 | 0 | 530.95
2024-08-03 14:00 | 45507.5833 | 121.4 | 121.4 | 0 | 652.03
2024-08-03 15:00 | 45507.625 | 65.18 | 65.18 | 0 | 614.14
2024-08-03 16:00 | 45507.6667 | 46.47 | 46.47 | 0 | 595.97
2024-08-03 17:00 | 45507.7083 | 11.95 | 11.95 | 0 | 662.53
2024-08-03 18:00 | 45507.75 | 0 | 0 | 0 | 693.25
2024-08-03 19:00 | 45507.7917 | 0 | 0 | 0 | 598.01
2024-08-03 20:00 | 45507.8333 | 0 | 0 | 0 | 726.02
2024-08-03 21:00 | 45507.875 | 0 | 0 | 0 | 704.26
2024-08-03 22:00 | 45507.9167 | 0 | 0 | 0 | 451.32
2024-08-03 23:00 | 45507.9583 | 0 | 0 | 0 | 443.91
2024-09-03 | 45538 | 0 | 0 | 0 | 439.55
2024-09-03 01:00 | 45538.0417 | 0 | 0 | 0 | 439.81
2024-09-03 02:00 | 45538.0833 | 0 | 0 | 0 | 438.01
2024-09-03 03:00 | 45538.125 | 0 | 0 | 0 | 436.48
2024-09-03 04:00 | 45538.1667 | 0 | 0 | 0 | 437.25
2024-09-03 05:00 | 45538.2083 | 0 | 0 | 0 | 438.27
2024-09-03 06:00 | 45538.25 | 0.57 | 0.57 | 0 | 626.44
2024-09-03 07:00 | 45538.2917 | 12.96 | 12.96 | 0 | 756.22
2024-09-03 08:00 | 45538.3333 | 26.1 | 26.1 | 0 | 748.8
2024-09-03 09:00 | 45538.375 | 62.6 | 62.6 | 0 | 487.94
2024-09-03 10:00 | 45538.4167 | 59.88 | 59.88 | 0 | 527.1
2024-09-03 11:00 | 45538.4583 | 113.9 | 113.9 | 0 | 624.9
2024-09-03 12:00 | 45538.5 | 98.11 | 98.11 | 0 | 584.7
2024-09-03 13:00 | 45538.5417 | 112.36 | 112.36 | 0 | 426.75
2024-09-03 14:00 | 45538.5833 | 146.5 | 146.5 | 0 | 305.41
2024-09-03 15:00 | 45538.625 | 113.84 | 113.84 | 0 | 340.48
2024-09-03 16:00 | 45538.6667 | 119 | 119 | 0 | 315.9
2024-09-03 17:00 | 45538.7083 | 23.49 | 23.49 | 0 | 400.39
2024-09-03 18:00 | 45538.75 | 0 | 0 | 0 | 430.85
2024-09-03 19:00 | 45538.7917 | 0 | 0 | 0 | 418.04
2024-09-03 20:00 | 45538.8333 | 0 | 0 | 0 | 416.26
2024-09-03 21:00 | 45538.875 | 0 | 0 | 0 | 407.3
2024-09-03 22:00 | 45538.9167 | 0 | 0 | 0 | 412.92
2024-09-03 23:00 | 45538.9583 | 0 | 0 | 0 | 412.16
2024-10-03 | 45568 | 0 | 0 | 0 | 415.75
2024-10-03 01:00 | 45568.0417 | 0 | 0 | 0 | 413.69
2024-10-03 02:00 | 45568.0833 | 0 | 0 | 0 | 413.19
2024-10-03 03:00 | 45568.125 | 0 | 0 | 0 | 409.6
2024-10-03 04:00 | 45568.1667 | 0 | 0 | 0 | 396.54
2024-10-03 05:00 | 45568.2083 | 0 | 0 | 0 | 396.29
2024-10-03 06:00 | 45568.25 | 2.48 | 2.48 | 0 | 391.17
2024-10-03 07:00 | 45568.2917 | 17.16 | 17.16 | 0 | 373.5
2024-10-03 08:00 | 45568.3333 | 82.18 | 82.18 | 0 | 317.95
2024-10-03 09:00 | 45568.375 | 64.13 | 64.13 | 0 | 335.36
2024-10-03 10:00 | 45568.4167 | 83.48 | 83.48 | 0 | 316.42
2024-10-03 11:00 | 45568.4583 | 131.18 | 131.18 | 0 | 270.85
2024-10-03 12:00 | 45568.5 | 96.21 | 96.21 | 0 | 303.1
2024-10-03 13:00 | 45568.5417 | 55.03 | 55.03 | 0 | 340.74
2024-10-03 14:00 | 45568.5833 | 51.45 | 51.45 | 0 | 343.55
2024-10-03 15:00 | 45568.625 | 38.74 | 38.74 | 0 | 334.85
2024-10-03 16:00 | 45568.6667 | 11.32 | 11.32 | 0 | 319.23
2024-10-03 17:00 | 45568.7083 | 2.51 | 2.51 | 0 | 328.19
2024-10-03 18:00 | 45568.75 | 0 | 0 | 0 | 325.63
2024-10-03 19:00 | 45568.7917 | 0 | 0 | 0 | 324.87
2024-10-03 20:00 | 45568.8333 | 0 | 0 | 0 | 325.37
2024-10-03 21:00 | 45568.875 | 0 | 0 | 0 | 325.89
2024-10-03 22:00 | 45568.9167 | 0 | 0 | 0 | 326.4
2024-10-03 23:00 | 45568.9583 | 0 | 0 | 0 | 327.43
2024-11-03 | 45599 | 0 | 0 | 0 | 326.65
2024-11-03 01:00 | 45599.0417 | 0 | 0 | 0 | 326.91
2024-11-03 02:00 | 45599.0833 | 0 | 0 | 0 | 326.66
2024-11-03 03:00 | 45599.125 | 0 | 0 | 0 | 326.4
2024-11-03 04:00 | 45599.1667 | 0 | 0 | 0 | 325.63
2024-11-03 05:00 | 45599.2083 | 0 | 0 | 0 | 325.89
2024-11-03 06:00 | 45599.25 | 4.37 | 4.37 | 0 | 493.06
2024-11-03 07:00 | 45599.2917 | 53.89 | 53.89 | 0 | 785.66
2024-11-03 08:00 | 45599.3333 | 119.11 | 119.11 | 0 | 619.78
2024-11-03 09:00 | 45599.375 | 167.52 | 167.52 | 0 | 523.77
2024-11-03 10:00 | 45599.4167 | 235.74 | 235.74 | 0 | 581.63
2024-11-03 11:00 | 45599.4583 | 313.47 | 313.47 | 0 | 523.78
2024-11-03 12:00 | 45599.5 | 241.64 | 241.64 | 0 | 574.21
2024-11-03 13:00 | 45599.5417 | 192.61 | 192.61 | 0 | 494.85
2024-11-03 14:00 | 45599.5833 | 198.67 | 198.67 | 0 | 689.92
2024-11-03 15:00 | 45599.625 | 132.68 | 132.68 | 0 | 348.41
2024-11-03 16:00 | 45599.6667 | 56.83 | 56.83 | 0 | 347.14
2024-11-03 17:00 | 45599.7083 | 19.21 | 19.21 | 0 | 362.49
2024-11-03 18:00 | 45599.75 | 0 | 0 | 0 | 638.47
2024-11-03 19:00 | 45599.7917 | 0 | 0 | 0 | 677.89
2024-11-03 20:00 | 45599.8333 | 0 | 0 | 0 | 667.64
2024-11-03 21:00 | 45599.875 | 0 | 0 | 0 | 692.74
2024-11-03 22:00 | 45599.9167 | 0 | 0 | 0 | 396.8
2024-11-03 23:00 | 45599.9583 | 0 | 0 | 0 | 403.97
2024-12-03 | 45629 | 0 | 0 | 0 | 413.69
2024-12-03 01:00 | 45629.0417 | 0 | 0 | 0 | 413.96
2024-12-03 02:00 | 45629.0833 | 0 | 0 | 0 | 402.94
2024-12-03 03:00 | 45629.125 | 0 | 0 | 0 | 397.82
2024-12-03 04:00 | 45629.1667 | 0 | 0 | 0 | 400.13
2024-12-03 05:00 | 45629.2083 | 0 | 0 | 0 | 401.67
2024-12-03 06:00 | 45629.25 | 4.5 | 4.5 | 0 | 710.65
2024-12-03 07:00 | 45629.2917 | 48.22 | 48.22 | 0 | 1116.42
2024-12-03 08:00 | 45629.3333 | 240.92 | 240.92 | 0 | 961.79
2024-12-03 09:00 | 45629.375 | 274.39 | 274.39 | 0 | 785.66
2024-12-03 10:00 | 45629.4167 | 614.71 | 614.71 | 0 | 517.38
2024-12-03 11:00 | 45629.4583 | 467.9 | 467.9 | 0 | 548.86
2024-12-03 12:00 | 45629.5 | 450.16 | 450.16 | 0.57 | 530.44
2024-12-03 13:00 | 45629.5417 | 575.72 | 575.72 | 0 | 496.12
2024-12-03 14:00 | 45629.5833 | 428.51 | 428.51 | 0.39 | 575.75
2024-12-03 15:00 | 45629.625 | 362.88 | 362.88 | 0.38 | 424.19
2024-12-03 16:00 | 45629.6667 | 167.7 | 167.7 | 0 | 617.22
2024-12-03 17:00 | 45629.7083 | 53.56 | 53.56 | 0 | 743.93
2024-12-03 18:00 | 45629.75 | 0 | 0 | 0 | 818.18
2024-12-03 19:00 | 45629.7917 | 0 | 0 | 0 | 673.02
2024-12-03 20:00 | 45629.8333 | 0 | 0 | 0 | 675.07
2024-12-03 21:00 | 45629.875 | 0 | 0 | 0 | 701.19
2024-12-03 22:00 | 45629.9167 | 0 | 0 | 0 | 510.46
2024-12-03 23:00 | 45629.9583 | 0 | 0 | 0 | 498.69
03/13/2024 00:00:00 | 03/13/2024 00:00:00 | 0 | 0 | 0 | 487.17
03/13/2024 01:00:00 | 03/13/2024 01:00:00 | 0 | 0 | 0 | 516.61
03/13/2024 02:00:00 | 03/13/2024 02:00:00 | 0 | 0 | 0 | 528.12
03/13/2024 03:00:00 | 03/13/2024 03:00:00 | 0 | 0 | 0 | 529.16
03/13/2024 04:00:00 | 03/13/2024 04:00:00 | 0 | 0 | 0 | 530.94
03/13/2024 05:00:00 | 03/13/2024 05:00:00 | 0 | 0 | 0 | 530.69
03/13/2024 06:00:00 | 03/13/2024 06:00:00 | 25.85 | 25.85 | 0 | 486.91
03/13/2024 07:00:00 | 03/13/2024 07:00:00 | 182.16 | 182.16 | 0 | 569.34
03/13/2024 08:00:00 | 03/13/2024 08:00:00 | 304.31 | 304.31 | 0 | 549.38
03/13/2024 09:00:00 | 03/13/2024 09:00:00 | 439 | 439 | 0 | 425.22
03/13/2024 10:00:00 | 03/13/2024 10:00:00 | 551.65 | 551.65 | 0.51 | 337.66
03/13/2024 11:00:00 | 03/13/2024 11:00:00 | 624.88 | 624.88 | 21.31 | 161.02
03/13/2024 12:00:00 | 03/13/2024 12:00:00 | 649.95 | 649.95 | 14.53 | 187.14
03/13/2024 13:00:00 | 03/13/2024 13:00:00 | 616.5 | 616.5 | 18.05 | 253.18
03/13/2024 14:00:00 | 03/13/2024 14:00:00 | 497.45 | 497.45 | 1.28 | 242.18
03/13/2024 15:00:00 | 03/13/2024 15:00:00 | 349.93 | 349.93 | 0 | 337.41
03/13/2024 16:00:00 | 03/13/2024 16:00:00 | 176.87 | 176.87 | 0 | 424.7
03/13/2024 17:00:00 | 03/13/2024 17:00:00 | 48.22 | 48.22 | 0 | 526.34
03/13/2024 18:00:00 | 03/13/2024 18:00:00 | 0.79 | 0.79 | 0 | 537.85
03/13/2024 19:00:00 | 03/13/2024 19:00:00 | 0 | 0 | 0 | 556.55
03/13/2024 20:00:00 | 03/13/2024 20:00:00 | 0 | 0 | 0 | 596.73
03/13/2024 21:00:00 | 03/13/2024 21:00:00 | 0 | 0 | 0 | 531.72
03/13/2024 22:00:00 | 03/13/2024 22:00:00 | 0 | 0 | 0 | 409.85
03/13/2024 23:00:00 | 03/13/2024 23:00:00 | 0 | 0 | 0 | 427.27
03/14/2024 00:00:00 | 03/14/2024 00:00:00 | 0 | 0 | 0 | 413.44
03/14/2024 01:00:00 | 03/14/2024 01:00:00 | 0 | 0 | 0 | 408.06
03/14/2024 02:00:00 | 03/14/2024 02:00:00 | 0 | 0 | 0 | 397.06
03/14/2024 03:00:00 | 03/14/2024 03:00:00 | 0 | 0 | 0 | 342.78
03/14/2024 04:00:00 | 03/14/2024 04:00:00 | 0 | 0 | 0 | 342.53
03/14/2024 05:00:00 | 03/14/2024 05:00:00 | 0 | 0 | 0 | 342.27
03/14/2024 06:00:00 | 03/14/2024 06:00:00 | 12.33 | 12.33 | 0 | 543.74
03/14/2024 07:00:00 | 03/14/2024 07:00:00 | 140.51 | 140.51 | 0 | 564.23
03/14/2024 08:00:00 | 03/14/2024 08:00:00 | 266.84 | 266.84 | 0 | 591.1
03/14/2024 09:00:00 | 03/14/2024 09:00:00 | 437.92 | 437.92 | 0 | 464.39
03/14/2024 10:00:00 | 03/14/2024 10:00:00 | 551.71 | 551.71 | 2.62 | 234.24
03/14/2024 11:00:00 | 03/14/2024 11:00:00 | 607.34 | 607.34 | 5.96 | 218.36
03/14/2024 12:00:00 | 03/14/2024 12:00:00 | 553.13 | 553.13 | 14.97 | 240.13
03/14/2024 13:00:00 | 03/14/2024 13:00:00 | 494.37 | 494.37 | 2.95 | 170.5
03/14/2024 14:00:00 | 03/14/2024 14:00:00 | 460.98 | 460.98 | 0 | 303.87
03/14/2024 15:00:00 | 03/14/2024 15:00:00 | 324.16 | 324.16 | 0 | 313.09
03/14/2024 16:00:00 | 03/14/2024 16:00:00 | 146.19 | 146.19 | 0 | 397.57
03/14/2024 17:00:00 | 03/14/2024 17:00:00 | 54.8 | 54.8 | 0 | 444.92
03/14/2024 18:00:00 | 03/14/2024 18:00:00 | 0 | 0 | 0 | 686.08
03/14/2024 19:00:00 | 03/14/2024 19:00:00 | 0 | 0 | 0 | 470.28
03/14/2024 20:00:00 | 03/14/2024 20:00:00 | 0 | 0 | 0 | 594.17
03/14/2024 21:00:00 | 03/14/2024 21:00:00 | 0 | 0 | 0 | 539.39
03/14/2024 22:00:00 | 03/14/2024 22:00:00 | 0 | 0 | 0 | 415.24
03/14/2024 23:00:00 | 03/14/2024 23:00:00 | 0 | 0 | 0 | 419.58
03/15/2024 00:00:00 | 03/15/2024 00:00:00 | 0 | 0 | 0 | 415.74
03/15/2024 01:00:00 | 03/15/2024 01:00:00 | 0 | 0 | 0 | 419.08
03/15/2024 02:00:00 | 03/15/2024 02:00:00 | 0 | 0 | 0 | 409.85
03/15/2024 03:00:00 | 03/15/2024 03:00:00 | 0 | 0 | 0 | 401.92
03/15/2024 04:00:00 | 03/15/2024 04:00:00 | 0 | 0 | 0 | 401.41
03/15/2024 05:00:00 | 03/15/2024 05:00:00 | 0 | 0 | 0 | 385.79
03/15/2024 06:00:00 | 03/15/2024 06:00:00 | 15.28 | 15.28 | 0 | 509.95
03/15/2024 07:00:00 | 03/15/2024 07:00:00 | 69.01 | 69.01 | 0 | 922.37
03/15/2024 08:00:00 | 03/15/2024 08:00:00 | 149.91 | 149.91 | 0 | 900.1
03/15/2024 09:00:00 | 03/15/2024 09:00:00 | 150.53 | 150.53 | 0 | 855.81
03/15/2024 10:00:00 | 03/15/2024 10:00:00 | 174.99 | 174.99 | 0 | 699.13
03/15/2024 11:00:00 | 03/15/2024 11:00:00 | 206.18 | 206.18 | 0 | 612.1
03/15/2024 12:00:00 | 03/15/2024 12:00:00 | 244.07 | 244.07 | 0 | 682.24
03/15/2024 13:00:00 | 03/15/2024 13:00:00 | 254.22 | 254.22 | 0 | 541.18
03/15/2024 14:00:00 | 03/15/2024 14:00:00 | 231.87 | 231.87 | 0 | 550.4
03/15/2024 15:00:00 | 03/15/2024 15:00:00 | 164.81 | 164.81 | 0 | 557.83
03/15/2024 16:00:00 | 03/15/2024 16:00:00 | 108.1 | 108.1 | 0 | 664.32
03/15/2024 17:00:00 | 03/15/2024 17:00:00 | 33.35 | 33.35 | 0 | 724.73
03/15/2024 18:00:00 | 03/15/2024 18:00:00 | 0 | 0 | 0 | 755.71
03/15/2024 19:00:00 | 03/15/2024 19:00:00 | 0 | 0 | 0 | 773.64
03/15/2024 20:00:00 | 03/15/2024 20:00:00 | 0 | 0 | 0 | 700.92
03/15/2024 21:00:00 | 03/15/2024 21:00:00 | 0 | 0 | 0 | 715.78
03/15/2024 22:00:00 | 03/15/2024 22:00:00 | 0 | 0 | 0 | 450.82
03/15/2024 23:00:00 | 03/15/2024 23:00:00 | 0 | 0 | 0 | 450.56
03/16/2024 00:00:00 | 03/16/2024 00:00:00 | 0 | 0 | 0 | 448.76
03/16/2024 01:00:00 | 03/16/2024 01:00:00 | 0 | 0 | 0 | 449.8
03/16/2024 02:00:00 | 03/16/2024 02:00:00 | 0 | 0 | 0 | 448.51
03/16/2024 03:00:00 | 03/16/2024 03:00:00 | 0 | 0 | 0 | 440.83
03/16/2024 04:00:00 | 03/16/2024 04:00:00 | 0 | 0 | 0 | 424.45
03/16/2024 05:00:00 | 03/16/2024 05:00:00 | 0 | 0 | 0 | 415.49
03/16/2024 06:00:00 | 03/16/2024 06:00:00 | 5.84 | 5.84 | 0 | 724.48
03/16/2024 07:00:00 | 03/16/2024 07:00:00 | 68.51 | 68.51 | 0 | 665.85
03/16/2024 08:00:00 | 03/16/2024 08:00:00 | 179.17 | 179.17 | 0 | 595.97
03/16/2024 09:00:00 | 03/16/2024 09:00:00 | 265.13 | 265.13 | 0 | 543.74
03/16/2024 10:00:00 | 03/16/2024 10:00:00 | 558.01 | 558.01 | 0 | 288.77
03/16/2024 11:00:00 | 03/16/2024 11:00:00 | 581.98 | 581.98 | 0 | 225.03
03/16/2024 12:00:00 | 03/16/2024 12:00:00 | 579.59 | 579.59 | 0 | 224.51
03/16/2024 13:00:00 | 03/16/2024 13:00:00 | 520.41 | 520.41 | 13.56 | 208.89
03/16/2024 14:00:00 | 03/16/2024 14:00:00 | 417.65 | 417.65 | 7.94 | 113.16
03/16/2024 15:00:00 | 03/16/2024 15:00:00 | 375.07 | 375.07 | 0 | 129.79
03/16/2024 16:00:00 | 03/16/2024 16:00:00 | 199.62 | 199.62 | 0 | 280.57
03/16/2024 17:00:00 | 03/16/2024 17:00:00 | 44.05 | 44.05 | 0 | 420.61
03/16/2024 18:00:00 | 03/16/2024 18:00:00 | 0 | 0 | 0 | 463.62
03/16/2024 19:00:00 | 03/16/2024 19:00:00 | 0 | 0 | 0 | 478.21
03/16/2024 20:00:00 | 03/16/2024 20:00:00 | 0 | 0 | 0 | 462.08
03/16/2024 21:00:00 | 03/16/2024 21:00:00 | 0 | 0 | 0 | 452.35
03/16/2024 22:00:00 | 03/16/2024 22:00:00 | 0 | 0 | 0 | 457.98
03/16/2024 23:00:00 | 03/16/2024 23:00:00 | 0 | 0 | 0 | 455.68
03/17/2024 00:00:00 | 03/17/2024 00:00:00 | 0 | 0 | 0 | 435.46
03/17/2024 01:00:00 | 03/17/2024 01:00:00 | 0 | 0 | 0 | 431.36
03/17/2024 02:00:00 | 03/17/2024 02:00:00 | 0 | 0 | 0 | 429.82
03/17/2024 03:00:00 | 03/17/2024 03:00:00 | 0 | 0 | 0 | 386.56
03/17/2024 04:00:00 | 03/17/2024 04:00:00 | 0 | 0 | 0 | 369.41
03/17/2024 05:00:00 | 03/17/2024 05:00:00 | 0 | 0 | 0 | 364.8
03/17/2024 06:00:00 | 03/17/2024 06:00:00 | 26.85 | 26.85 | 0 | 332.54
03/17/2024 07:00:00 | 03/17/2024 07:00:00 | 138.42 | 138.42 | 0 | 216.58
03/17/2024 08:00:00 | 03/17/2024 08:00:00 | 277.59 | 277.59 | 1.98 | 83.97
03/17/2024 09:00:00 | 03/17/2024 09:00:00 | 387.44 | 387.44 | 38.34 | 17.66
03/17/2024 10:00:00 | 03/17/2024 10:00:00 | 513.47 | 513.47 | 147.26 | 7.17
03/17/2024 11:00:00 | 03/17/2024 11:00:00 | 601.21 | 601.21 | 224.26 | 0
03/17/2024 12:00:00 | 03/17/2024 12:00:00 | 573.94 | 573.94 | 200.32 | 0
03/17/2024 13:00:00 | 03/17/2024 13:00:00 | 492.52 | 492.52 | 117.76 | 1.02
03/17/2024 14:00:00 | 03/17/2024 14:00:00 | 420.54 | 420.54 | 50.62 | 3.59
03/17/2024 15:00:00 | 03/17/2024 15:00:00 | 267.54 | 267.54 | 2.24 | 90.37
03/17/2024 16:00:00 | 03/17/2024 16:00:00 | 141.55 | 141.55 | 0 | 201.98
03/17/2024 17:00:00 | 03/17/2024 17:00:00 | 35.54 | 35.54 | 0 | 299.52
03/17/2024 18:00:00 | 03/17/2024 18:00:00 | 0 | 0 | 0 | 331.78
03/17/2024 19:00:00 | 03/17/2024 19:00:00 | 0 | 0 | 0 | 341.5
03/17/2024 20:00:00 | 03/17/2024 20:00:00 | 0 | 0 | 0 | 341.25
03/17/2024 21:00:00 | 03/17/2024 21:00:00 | 0 | 0 | 0 | 342.27
03/17/2024 22:00:00 | 03/17/2024 22:00:00 | 0 | 0 | 0 | 343.04
03/17/2024 23:00:00 | 03/17/2024 23:00:00 | 0 | 0 | 0 | 342.27
03/18/2024 00:00:00 | 03/18/2024 00:00:00 | 0 | 0 | 0 | 342.27
03/18/2024 01:00:00 | 03/18/2024 01:00:00 | 0 | 0 | 0 | 342.79
03/18/2024 02:00:00 | 03/18/2024 02:00:00 | 0 | 0 | 0 | 341.25
03/18/2024 03:00:00 | 03/18/2024 03:00:00 | 0 | 0 | 0 | 340.48
03/18/2024 04:00:00 | 03/18/2024 04:00:00 | 0 | 0 | 0 | 343.04
03/18/2024 05:00:00 | 03/18/2024 05:00:00 | 0 | 0 | 0 | 342.78
03/18/2024 06:00:00 | 03/18/2024 06:00:00 | 1.15 | 1.15 | 0 | 389.89
03/18/2024 07:00:00 | 03/18/2024 07:00:00 | 28.1 | 28.1 | 0 | 565.5
03/18/2024 08:00:00 | 03/18/2024 08:00:00 | 40.68 | 40.68 | 0 | 596.48
03/18/2024 09:00:00 | 03/18/2024 09:00:00 | 57.06 | 57.06 | 0 | 442.88
03/18/2024 10:00:00 | 03/18/2024 10:00:00 | 79.13 | 79.13 | 0 | 476.93
03/18/2024 11:00:00 | 03/18/2024 11:00:00 | 136.4 | 136.4 | 0 | 486.91
03/18/2024 12:00:00 | 03/18/2024 12:00:00 | 209.1 | 209.1 | 0 | 387.33
03/18/2024 13:00:00 | 03/18/2024 13:00:00 | 147.46 | 147.46 | 0 | 491.78
03/18/2024 14:00:00 | 03/18/2024 14:00:00 | 79.28 | 79.28 | 0 | 610.81
03/18/2024 15:00:00 | 03/18/2024 15:00:00 | 49.16 | 49.16 | 0 | 594.69
03/18/2024 16:00:00 | 03/18/2024 16:00:00 | 38.41 | 38.41 | 0 | 626.69
03/18/2024 17:00:00 | 03/18/2024 17:00:00 | 16.91 | 16.91 | 0 | 636.67
03/18/2024 18:00:00 | 03/18/2024 18:00:00 | 0 | 0 | 0 | 635.39
03/18/2024 19:00:00 | 03/18/2024 19:00:00 | 0 | 0 | 0 | 624.39
03/18/2024 20:00:00 | 03/18/2024 20:00:00 | 0 | 0 | 0 | 713.98
03/18/2024 21:00:00 | 03/18/2024 21:00:00 | 0 | 0 | 0 | 726.02
03/18/2024 22:00:00 | 03/18/2024 22:00:00 | 0 | 0 | 0 | 466.68
03/18/2024 23:00:00 | 03/18/2024 23:00:00 | 0 | 0 | 0 | 454.66
03/19/2024 00:00:00 | 03/19/2024 00:00:00 | 0 | 0 | 0 | 444.16
03/19/2024 01:00:00 | 03/19/2024 01:00:00 | 0 | 0 | 0 | 429.31
03/19/2024 02:00:00 | 03/19/2024 02:00:00 | 0 | 0 | 0 | 422.4
03/19/2024 03:00:00 | 03/19/2024 03:00:00 | 0 | 0 | 0 | 422.15
03/19/2024 04:00:00 | 03/19/2024 04:00:00 | 0 | 0 | 0 | 417.79
03/19/2024 05:00:00 | 03/19/2024 05:00:00 | 0 | 0 | 0 | 423.93
03/19/2024 06:00:00 | 03/19/2024 06:00:00 | 24.65 | 24.65 | 0 | 587.78
03/19/2024 07:00:00 | 03/19/2024 07:00:00 | 172.06 | 172.06 | 0 | 904.45
03/19/2024 08:00:00 | 03/19/2024 08:00:00 | 321.31 | 321.31 | 0 | 740.09
03/19/2024 09:00:00 | 03/19/2024 09:00:00 | 387.29 | 387.29 | 0 | 720.39
03/19/2024 10:00:00 | 03/19/2024 10:00:00 | 584.78 | 584.78 | 0 | 460.29
03/19/2024 11:00:00 | 03/19/2024 11:00:00 | 671.2 | 671.2 | 2.24 | 284.16
03/19/2024 12:00:00 | 03/19/2024 12:00:00 | 622.56 | 622.56 | 0 | 311.04
03/19/2024 13:00:00 | 03/19/2024 13:00:00 | 472.57 | 472.57 | 3.97 | 320.25
03/19/2024 14:00:00 | 03/19/2024 14:00:00 | 471.44 | 471.44 | 9.67 | 285.44
03/19/2024 15:00:00 | 03/19/2024 15:00:00 | 159.93 | 159.93 | 0.06 | 588.55
03/19/2024 16:00:00 | 03/19/2024 16:00:00 | 59.16 | 59.16 | 0 | 726.52
03/19/2024 17:00:00 | 03/19/2024 17:00:00 | 32.24 | 32.24 | 0 | 742.92
03/19/2024 18:00:00 | 03/19/2024 18:00:00 | 0 | 0 | 0 | 758.52
03/19/2024 19:00:00 | 03/19/2024 19:00:00 | 0 | 0 | 0 | 713.48
03/19/2024 20:00:00 | 03/19/2024 20:00:00 | 0 | 0 | 0 | 792.57
03/19/2024 21:00:00 | 03/19/2024 21:00:00 | 0 | 0 | 0 | 697.6
03/19/2024 22:00:00 | 03/19/2024 22:00:00 | 0 | 0 | 0 | 456.71
03/19/2024 23:00:00 | 03/19/2024 23:00:00 | 0 | 0 | 0 | 458.49
03/20/2024 00:00:00 | 03/20/2024 00:00:00 | 0 | 0 | 0 | 457.47
03/20/2024 01:00:00 | 03/20/2024 01:00:00 | 0 | 0 | 0 | 457.22
03/20/2024 02:00:00 | 03/20/2024 02:00:00 | 0 | 0 | 0 | 448.51
03/20/2024 03:00:00 | 03/20/2024 03:00:00 | 0 | 0 | 0 | 441.6
03/20/2024 04:00:00 | 03/20/2024 04:00:00 | 0 | 0 | 0 | 430.08
03/20/2024 05:00:00 | 03/20/2024 05:00:00 | 0 | 0 | 0 | 422.4
03/20/2024 06:00:00 | 03/20/2024 06:00:00 | 32.69 | 32.69 | 0 | 402.95
03/20/2024 07:00:00 | 03/20/2024 07:00:00 | 201.22 | 201.22 | 0 | 616.19
03/20/2024 08:00:00 | 03/20/2024 08:00:00 | 331.98 | 331.98 | 0 | 500.48
03/20/2024 09:00:00 | 03/20/2024 09:00:00 | 473.29 | 473.29 | 0 | 345.85
03/20/2024 10:00:00 | 03/20/2024 10:00:00 | 577.88 | 577.88 | 56.13 | 114.44
03/20/2024 11:00:00 | 03/20/2024 11:00:00 | 650.03 | 650.03 | 83.33 | 56.57
03/20/2024 12:00:00 | 03/20/2024 12:00:00 | 665.72 | 665.72 | 47.42 | 68.61
03/20/2024 13:00:00 | 03/20/2024 13:00:00 | 615.98 | 615.98 | 36.86 | 134.66
03/20/2024 14:00:00 | 03/20/2024 14:00:00 | 518.26 | 518.26 | 0 | 373.5
03/20/2024 15:00:00 | 03/20/2024 15:00:00 | 367.32 | 367.32 | 0.2 | 255.74
03/20/2024 16:00:00 | 03/20/2024 16:00:00 | 190.72 | 190.72 | 0 | 366.34
03/20/2024 17:00:00 | 03/20/2024 17:00:00 | 53.27 | 53.27 | 0 | 462.34
03/20/2024 18:00:00 | 03/20/2024 18:00:00 | 0 | 0 | 0 | 468.22
03/20/2024 19:00:00 | 03/20/2024 19:00:00 | 0 | 0 | 0 | 633.6
03/20/2024 20:00:00 | 03/20/2024 20:00:00 | 0 | 0 | 0 | 643.33
03/20/2024 21:00:00 | 03/20/2024 21:00:00 | 0 | 0 | 0 | 668.67
03/20/2024 22:00:00 | 03/20/2024 22:00:00 | 0 | 0 | 0 | 413.95
03/20/2024 23:00:00 | 03/20/2024 23:00:00 | 0 | 0 | 0 | 414.21
03/21/2024 00:00:00 | 03/21/2024 00:00:00 | 0 | 0 | 0 | 418.82
03/21/2024 01:00:00 | 03/21/2024 01:00:00 | 0 | 0 | 0 | 417.79
03/21/2024 02:00:00 | 03/21/2024 02:00:00 | 0 | 0 | 0 | 418.3
03/21/2024 03:00:00 | 03/21/2024 03:00:00 | 0 | 0 | 0 | 418.31
03/21/2024 04:00:00 | 03/21/2024 04:00:00 | 0 | 0 | 0 | 416.76
03/21/2024 05:00:00 | 03/21/2024 05:00:00 | 0.03 | 0.03 | 0 | 420.61
03/21/2024 06:00:00 | 03/21/2024 06:00:00 | 28.4 | 28.4 | 0 | 661.25
03/21/2024 07:00:00 | 03/21/2024 07:00:00 | 149.35 | 149.35 | 0 | 862.72
03/21/2024 08:00:00 | 03/21/2024 08:00:00 | 262.33 | 262.33 | 0 | 722.94
03/21/2024 09:00:00 | 03/21/2024 09:00:00 | 240.65 | 240.65 | 0 | 506.88
03/21/2024 10:00:00 | 03/21/2024 10:00:00 | 269.94 | 269.94 | 0 | 635.14
03/21/2024 11:00:00 | 03/21/2024 11:00:00 | 454.05 | 454.05 | 0 | 516.35
03/21/2024 12:00:00 | 03/21/2024 12:00:00 | 410.61 | 410.61 | 0 | 566.53
03/21/2024 13:00:00 | 03/21/2024 13:00:00 | 457.14 | 457.14 | 0 | 391.68
03/21/2024 14:00:00 | 03/21/2024 14:00:00 | 277.45 | 277.45 | 0 | 583.17
03/21/2024 15:00:00 | 03/21/2024 15:00:00 | 101.36 | 101.36 | 0 | 410.62
03/21/2024 16:00:00 | 03/21/2024 16:00:00 | 81.3 | 81.3 | 0 | 591.62
03/21/2024 17:00:00 | 03/21/2024 17:00:00 | 37.89 | 37.89 | 0 | 667.39
03/21/2024 18:00:00 | 03/21/2024 18:00:00 | 0 | 0 | 0 | 712.45
03/21/2024 19:00:00 | 03/21/2024 19:00:00 | 0 | 0 | 0 | 637.18
03/21/2024 20:00:00 | 03/21/2024 20:00:00 | 0 | 0 | 0 | 738.56
03/21/2024 21:00:00 | 03/21/2024 21:00:00 | 0 | 0 | 0 | 703.75
03/21/2024 22:00:00 | 03/21/2024 22:00:00 | 0 | 0 | 0 | 489.47
03/21/2024 23:00:00 | 03/21/2024 23:00:00 | 0 | 0 | 0 | 480.25
03/22/2024 00:00:00 | 03/22/2024 00:00:00 | 0 | 0 | 0 | 469.25
03/22/2024 01:00:00 | 03/22/2024 01:00:00 | 0 | 0 | 0 | 464.39
03/22/2024 02:00:00 | 03/22/2024 02:00:00 | 0 | 0 | 0 | 464.12
03/22/2024 03:00:00 | 03/22/2024 03:00:00 | 0 | 0 | 0 | 463.11
03/22/2024 04:00:00 | 03/22/2024 04:00:00 | 0 | 0 | 0 | 462.85
03/22/2024 05:00:00 | 03/22/2024 05:00:00 | 0.01 | 0.01 | 0 | 466.94
03/22/2024 06:00:00 | 03/22/2024 06:00:00 | 50.66 | 50.66 | 0 | 665.86
03/22/2024 07:00:00 | 03/22/2024 07:00:00 | 184.49 | 184.49 | 0 | 1000.44
03/22/2024 08:00:00 | 03/22/2024 08:00:00 | 332.41 | 332.41 | 0 | 766.47
03/22/2024 09:00:00 | 03/22/2024 09:00:00 | 443.28 | 443.28 | 0 | 408.32
03/22/2024 10:00:00 | 03/22/2024 10:00:00 | 584.77 | 584.77 | 0.06 | 446.46
03/22/2024 11:00:00 | 03/22/2024 11:00:00 | 652.13 | 652.13 | 1.15 | 268.03
03/22/2024 12:00:00 | 03/22/2024 12:00:00 | 671.73 | 671.73 | 1.03 | 326.92
03/22/2024 13:00:00 | 03/22/2024 13:00:00 | 622 | 622 | 2.81 | 97.28
03/22/2024 14:00:00 | 03/22/2024 14:00:00 | 509.2 | 509.2 | 0 | 520.19
03/22/2024 15:00:00 | 03/22/2024 15:00:00 | 339.2 | 339.2 | 0 | 484.86
03/22/2024 16:00:00 | 03/22/2024 16:00:00 | 209.15 | 209.15 | 0 | 652.8
03/22/2024 17:00:00 | 03/22/2024 17:00:00 | 77.33 | 77.33 | 0 | 754.69
03/22/2024 18:00:00 | 03/22/2024 18:00:00 | 0.55 | 0.55 | 0 | 813.31
03/22/2024 19:00:00 | 03/22/2024 19:00:00 | 0 | 0 | 0 | 858.88
03/22/2024 20:00:00 | 03/22/2024 20:00:00 | 0 | 0 | 0 | 867.59
03/22/2024 21:00:00 | 03/22/2024 21:00:00 | 0 | 0 | 0 | 754.17
03/22/2024 22:00:00 | 03/22/2024 22:00:00 | 0 | 0 | 0 | 521.22
03/22/2024 23:00:00 | 03/22/2024 23:00:00 | 0 | 0 | 0 | 520.19
03/23/2024 00:00:00 | 03/23/2024 00:00:00 | 0 | 0 | 0 | 521.98
03/23/2024 01:00:00 | 03/23/2024 01:00:00 | 0 | 0 | 0 | 516.61
03/23/2024 02:00:00 | 03/23/2024 02:00:00 | 0 | 0 | 0 | 518.66
03/23/2024 03:00:00 | 03/23/2024 03:00:00 | 0 | 0 | 0 | 487.17
03/23/2024 04:00:00 | 03/23/2024 04:00:00 | 0 | 0 | 0 | 451.32
03/23/2024 05:00:00 | 03/23/2024 05:00:00 | 0.03 | 0.03 | 0 | 447.75
03/23/2024 06:00:00 | 03/23/2024 06:00:00 | 20.84 | 20.84 | 0 | 764.16
03/23/2024 07:00:00 | 03/23/2024 07:00:00 | 99.14 | 99.14 | 0 | 748.54
03/23/2024 08:00:00 | 03/23/2024 08:00:00 | 255.5 | 255.5 | 0 | 567.04
03/23/2024 09:00:00 | 03/23/2024 09:00:00 | 481.47 | 481.47 | 0.64 | 368.39
03/23/2024 10:00:00 | 03/23/2024 10:00:00 | 571.94 | 571.94 | 24.39 | 133.12
03/23/2024 11:00:00 | 03/23/2024 11:00:00 | 610.6 | 610.6 | 52.67 | 83.96
03/23/2024 12:00:00 | 03/23/2024 12:00:00 | 609.76 | 609.76 | 30.21 | 150.02
03/23/2024 13:00:00 | 03/23/2024 13:00:00 | 546.62 | 546.62 | 78.52 | 25.86
03/23/2024 14:00:00 | 03/23/2024 14:00:00 | 460.96 | 460.96 | 38.72 | 53.76
03/23/2024 15:00:00 | 03/23/2024 15:00:00 | 192.74 | 192.74 | 0 | 254.72
03/23/2024 16:00:00 | 03/23/2024 16:00:00 | 93.27 | 93.27 | 0 | 326.4
03/23/2024 17:00:00 | 03/23/2024 17:00:00 | 38.9 | 38.9 | 0 | 375.04
03/23/2024 18:00:00 | 03/23/2024 18:00:00 | 0 | 0 | 0 | 412.92
03/23/2024 19:00:00 | 03/23/2024 19:00:00 | 0 | 0 | 0 | 415.24
03/23/2024 20:00:00 | 03/23/2024 20:00:00 | 0 | 0 | 0 | 414.2
03/23/2024 21:00:00 | 03/23/2024 21:00:00 | 0 | 0 | 0 | 412.93
03/23/2024 22:00:00 | 03/23/2024 22:00:00 | 0 | 0 | 0 | 414.21
03/23/2024 23:00:00 | 03/23/2024 23:00:00 | 0 | 0 | 0 | 361.22
03/24/2024 00:00:00 | 03/24/2024 00:00:00 | 0 | 0 | 0 | 350.2
03/24/2024 01:00:00 | 03/24/2024 01:00:00 | 0 | 0 | 0 | 337.41
03/24/2024 02:00:00 | 03/24/2024 02:00:00 | 0 | 0 | 0 | 322.05
03/24/2024 03:00:00 | 03/24/2024 03:00:00 | 0 | 0 | 0 | 322.56
03/24/2024 04:00:00 | 03/24/2024 04:00:00 | 0 | 0 | 0 | 322.56
03/24/2024 05:00:00 | 03/24/2024 05:00:00 | 0.07 | 0.07 | 0 | 324.1
03/24/2024 06:00:00 | 03/24/2024 06:00:00 | 49.18 | 49.18 | 0 | 271.1
03/24/2024 07:00:00 | 03/24/2024 07:00:00 | 226.91 | 226.91 | 0 | 108.8
03/24/2024 08:00:00 | 03/24/2024 08:00:00 | 379.07 | 379.07 | 44.42 | 5.38
03/24/2024 09:00:00 | 03/24/2024 09:00:00 | 534.83 | 534.83 | 180.93 | 0
03/24/2024 10:00:00 | 03/24/2024 10:00:00 | 637.15 | 637.15 | 264.7 | 0
03/24/2024 11:00:00 | 03/24/2024 11:00:00 | 711.9 | 711.9 | 337.22 | 0
03/24/2024 12:00:00 | 03/24/2024 12:00:00 | 719.45 | 719.45 | 344.51 | 0
03/24/2024 13:00:00 | 03/24/2024 13:00:00 | 594.47 | 594.47 | 242.11 | 13.56
03/24/2024 14:00:00 | 03/24/2024 14:00:00 | 546.38 | 546.38 | 187.39 | 3.84
03/24/2024 15:00:00 | 03/24/2024 15:00:00 | 303.8 | 303.8 | 49.48 | 92.93
03/24/2024 16:00:00 | 03/24/2024 16:00:00 | 225.22 | 225.22 | 2.24 | 118.27
03/24/2024 17:00:00 | 03/24/2024 17:00:00 | 40.07 | 40.07 | 0 | 291.08
03/24/2024 18:00:00 | 03/24/2024 18:00:00 | 4.52 | 4.52 | 0 | 326.4
03/24/2024 19:00:00 | 03/24/2024 19:00:00 | 0 | 0 | 0 | 332.8
03/24/2024 20:00:00 | 03/24/2024 20:00:00 | 0 | 0 | 0 | 331.52
03/24/2024 21:00:00 | 03/24/2024 21:00:00 | 0 | 0 | 0 | 332.54
03/24/2024 22:00:00 | 03/24/2024 22:00:00 | 0 | 0 | 0 | 332.8
03/24/2024 23:00:00 | 03/24/2024 23:00:00 | 0 | 0 | 0 | 333.31
03/25/2024 00:00:00 | 03/25/2024 00:00:00 | 0 | 0 | 0 | 333.83
03/25/2024 01:00:00 | 03/25/2024 01:00:00 | 0 | 0 | 0 | 330.49
03/25/2024 02:00:00 | 03/25/2024 02:00:00 | 0 | 0 | 0 | 332.55
03/25/2024 03:00:00 | 03/25/2024 03:00:00 | 0 | 0 | 0 | 331.52
03/25/2024 04:00:00 | 03/25/2024 04:00:00 | 0 | 0 | 0 | 331.26
03/25/2024 05:00:00 | 03/25/2024 05:00:00 | 0.31 | 0.31 | 0 | 332.8
03/25/2024 06:00:00 | 03/25/2024 06:00:00 | 69.05 | 69.05 | 0 | 366.59
03/25/2024 07:00:00 | 03/25/2024 07:00:00 | 231.54 | 231.54 | 0 | 725.51
03/25/2024 08:00:00 | 03/25/2024 08:00:00 | 383.78 | 383.78 | 0 | 594.68
03/25/2024 09:00:00 | 03/25/2024 09:00:00 | 534.06 | 534.06 | 10.62 | 260.36
03/25/2024 10:00:00 | 03/25/2024 10:00:00 | 642.31 | 642.31 | 7.49 | 307.2
03/25/2024 11:00:00 | 03/25/2024 11:00:00 | 711.94 | 711.94 | 46.08 | 104.96
03/25/2024 12:00:00 | 03/25/2024 12:00:00 | 722.35 | 722.35 | 42.43 | 190.72
03/25/2024 13:00:00 | 03/25/2024 13:00:00 | 681.76 | 681.76 | 19.07 | 92.92
03/25/2024 14:00:00 | 03/25/2024 14:00:00 | 577.94 | 577.94 | 0 | 357.12
03/25/2024 15:00:00 | 03/25/2024 15:00:00 | 425.03 | 425.03 | 0 | 279.3
03/25/2024 16:00:00 | 03/25/2024 16:00:00 | 231.8 | 231.8 | 0 | 347.39
03/25/2024 17:00:00 | 03/25/2024 17:00:00 | 71.72 | 71.72 | 0 | 535.3
03/25/2024 18:00:00 | 03/25/2024 18:00:00 | 0.53 | 0.53 | 0 | 585.73
03/25/2024 19:00:00 | 03/25/2024 19:00:00 | 0 | 0 | 0 | 709.63
03/25/2024 20:00:00 | 03/25/2024 20:00:00 | 0 | 0 | 0 | 736.25
03/25/2024 21:00:00 | 03/25/2024 21:00:00 | 0 | 0 | 0 | 663.81
03/25/2024 22:00:00 | 03/25/2024 22:00:00 | 0 | 0 | 0 | 412.42
03/25/2024 23:00:00 | 03/25/2024 23:00:00 | 0 | 0 | 0 | 411.13
03/26/2024 00:00:00 | 03/26/2024 00:00:00 | 0 | 0 | 0 | 408.58
03/26/2024 01:00:00 | 03/26/2024 01:00:00 | 0 | 0 | 0 | 404.99
03/26/2024 02:00:00 | 03/26/2024 02:00:00 | 0 | 0 | 0 | 410.37
03/26/2024 03:00:00 | 03/26/2024 03:00:00 | 0 | 0 | 0 | 417.28
03/26/2024 04:00:00 | 03/26/2024 04:00:00 | 0 | 0 | 0 | 418.82
03/26/2024 05:00:00 | 03/26/2024 05:00:00 | 0.1 | 0.1 | 0 | 397.31
03/26/2024 06:00:00 | 03/26/2024 06:00:00 | 31.41 | 31.41 | 0 | 705.02
03/26/2024 07:00:00 | 03/26/2024 07:00:00 | 180.7 | 180.7 | 0 | 888.32
03/26/2024 08:00:00 | 03/26/2024 08:00:00 | 190.8 | 190.8 | 0 | 937.99
03/26/2024 09:00:00 | 03/26/2024 09:00:00 | 365.16 | 365.16 | 0 | 783.87
03/26/2024 10:00:00 | 03/26/2024 10:00:00 | 248.83 | 248.83 | 0 | 621.05
03/26/2024 11:00:00 | 03/26/2024 11:00:00 | 343.94 | 343.94 | 0 | 590.08
03/26/2024 12:00:00 | 03/26/2024 12:00:00 | 297.1 | 297.1 | 0 | 687.36
03/26/2024 13:00:00 | 03/26/2024 13:00:00 | 98.46 | 98.46 | 0 | 626.69
03/26/2024 14:00:00 | 03/26/2024 14:00:00 | 98.79 | 98.79 | 0 | 745.99
03/26/2024 15:00:00 | 03/26/2024 15:00:00 | 63.75 | 63.75 | 0 | 696.06
03/26/2024 16:00:00 | 03/26/2024 16:00:00 | 41.27 | 41.27 | 0 | 544.26
03/26/2024 17:00:00 | 03/26/2024 17:00:00 | 14.3 | 14.3 | 0 | 622.33
03/26/2024 18:00:00 | 03/26/2024 18:00:00 | 0 | 0 | 0 | 498.43
03/26/2024 19:00:00 | 03/26/2024 19:00:00 | 0 | 0 | 0 | 464.39
03/26/2024 20:00:00 | 03/26/2024 20:00:00 | 0 | 0 | 0 | 456.19
03/26/2024 21:00:00 | 03/26/2024 21:00:00 | 0 | 0 | 0 | 456.96
03/26/2024 22:00:00 | 03/26/2024 22:00:00 | 0 | 0 | 0 | 458.24
03/26/2024 23:00:00 | 03/26/2024 23:00:00 | 0 | 0 | 0 | 458.24
03/27/2024 00:00:00 | 03/27/2024 00:00:00 | 0 | 0 | 0 | 455.17
03/27/2024 01:00:00 | 03/27/2024 01:00:00 | 0 | 0 | 0 | 446.46
03/27/2024 02:00:00 | 03/27/2024 02:00:00 | 0 | 0 | 0 | 435.97
03/27/2024 03:00:00 | 03/27/2024 03:00:00 | 0 | 0 | 0 | 414.98
03/27/2024 04:00:00 | 03/27/2024 04:00:00 | 0 | 0 | 0 | 409.34
03/27/2024 05:00:00 | 03/27/2024 05:00:00 | 0 | 0 | 0 | 412.67
03/27/2024 06:00:00 | 03/27/2024 06:00:00 | 4.12 | 4.12 | 0 | 422.15
03/27/2024 07:00:00 | 03/27/2024 07:00:00 | 20.78 | 20.78 | 0 | 750.33
03/27/2024 08:00:00 | 03/27/2024 08:00:00 | 33.79 | 33.79 | 0 | 739.07
03/27/2024 09:00:00 | 03/27/2024 09:00:00 | 103.5 | 103.5 | 0 | 610.31
03/27/2024 10:00:00 | 03/27/2024 10:00:00 | 72.79 | 72.79 | 0 | 588.8
03/27/2024 11:00:00 | 03/27/2024 11:00:00 | 220.99 | 220.99 | 0 | 602.88
03/27/2024 12:00:00 | 03/27/2024 12:00:00 | 239.23 | 239.23 | 0 | 549.37
03/27/2024 13:00:00 | 03/27/2024 13:00:00 | 98.38 | 98.38 | 0 | 623.88
03/27/2024 14:00:00 | 03/27/2024 14:00:00 | 66.8 | 66.8 | 0 | 834.81
03/27/2024 15:00:00 | 03/27/2024 15:00:00 | 26.33 | 26.33 | 0 | 592.9
03/27/2024 16:00:00 | 03/27/2024 16:00:00 | 12.29 | 12.29 | 0 | 686.33
03/27/2024 17:00:00 | 03/27/2024 17:00:00 | 6.04 | 6.04 | 0 | 690.18
03/27/2024 18:00:00 | 03/27/2024 18:00:00 | 0.03 | 0.03 | 0 | 715.26
03/27/2024 19:00:00 | 03/27/2024 19:00:00 | 0 | 0 | 0 | 470.02
03/27/2024 20:00:00 | 03/27/2024 20:00:00 | 0 | 0 | 0 | 441.6
03/27/2024 21:00:00 | 03/27/2024 21:00:00 | 0 | 0 | 0 | 433.66
03/27/2024 22:00:00 | 03/27/2024 22:00:00 | 0 | 0 | 0 | 427.01
03/27/2024 23:00:00 | 03/27/2024 23:00:00 | 0 | 0 | 0 | 411.91
03/28/2024 00:00:00 | 03/28/2024 00:00:00 | 0 | 0 | 0 | 409.85
03/28/2024 01:00:00 | 03/28/2024 01:00:00 | 0 | 0 | 0 | 401.15
03/28/2024 02:00:00 | 03/28/2024 02:00:00 | 0 | 0 | 0 | 355.08
03/28/2024 03:00:00 | 03/28/2024 03:00:00 | 0 | 0 | 0 | 354.3
03/28/2024 04:00:00 | 03/28/2024 04:00:00 | 0 | 0 | 0 | 353.28
03/28/2024 05:00:00 | 03/28/2024 05:00:00 | 0.01 | 0.01 | 0 | 357.63
03/28/2024 06:00:00 | 03/28/2024 06:00:00 | 18.57 | 18.57 | 0 | 449.54
03/28/2024 07:00:00 | 03/28/2024 07:00:00 | 73.62 | 73.62 | 0 | 776.45
03/28/2024 08:00:00 | 03/28/2024 08:00:00 | 101.51 | 101.51 | 0 | 761.85
03/28/2024 09:00:00 | 03/28/2024 09:00:00 | 54.57 | 54.57 | 0 | 736
03/28/2024 10:00:00 | 03/28/2024 10:00:00 | 98.53 | 98.53 | 0 | 830.98
03/28/2024 11:00:00 | 03/28/2024 11:00:00 | 70.1 | 70.1 | 0 | 676.35
03/28/2024 12:00:00 | 03/28/2024 12:00:00 | 63.8 | 63.8 | 0 | 665.34
03/28/2024 13:00:00 | 03/28/2024 13:00:00 | 71.01 | 71.01 | 0 | 529.41
03/28/2024 14:00:00 | 03/28/2024 14:00:00 | 60.12 | 60.12 | 0 | 694.02
03/28/2024 15:00:00 | 03/28/2024 15:00:00 | 38.82 | 38.82 | 0 | 581.63
03/28/2024 16:00:00 | 03/28/2024 16:00:00 | 32.55 | 32.55 | 0 | 590.85
03/28/2024 17:00:00 | 03/28/2024 17:00:00 | 42.82 | 42.82 | 0 | 651.52
03/28/2024 18:00:00 | 03/28/2024 18:00:00 | 2.22 | 2.22 | 0 | 701.69
03/28/2024 19:00:00 | 03/28/2024 19:00:00 | 0 | 0 | 0 | 498.44
03/28/2024 20:00:00 | 03/28/2024 20:00:00 | 0 | 0 | 0 | 428.28
03/28/2024 21:00:00 | 03/28/2024 21:00:00 | 0 | 0 | 0 | 430.08
03/28/2024 22:00:00 | 03/28/2024 22:00:00 | 0 | 0 | 0 | 428.55
03/28/2024 23:00:00 | 03/28/2024 23:00:00 | 0 | 0 | 0 | 429.31
03/29/2024 00:00:00 | 03/29/2024 00:00:00 | 0 | 0 | 0 | 428.8
03/29/2024 01:00:00 | 03/29/2024 01:00:00 | 0 | 0 | 0 | 409.86
03/29/2024 02:00:00 | 03/29/2024 02:00:00 | 0 | 0 | 0 | 359.68
03/29/2024 03:00:00 | 03/29/2024 03:00:00 | 0 | 0 | 0 | 358.14
03/29/2024 04:00:00 | 03/29/2024 04:00:00 | 0 | 0 | 0 | 358.4
03/29/2024 05:00:00 | 03/29/2024 05:00:00 | 0.1 | 0.1 | 0 | 369.41
03/29/2024 06:00:00 | 03/29/2024 06:00:00 | 14 | 14 | 0 | 504.57
03/29/2024 07:00:00 | 03/29/2024 07:00:00 | 40.74 | 40.74 | 0 | 967.17
03/29/2024 08:00:00 | 03/29/2024 08:00:00 | 62.03 | 62.03 | 0 | 960.77
03/29/2024 09:00:00 | 03/29/2024 09:00:00 | 132.49 | 132.49 | 0 | 884.99
03/29/2024 10:00:00 | 03/29/2024 10:00:00 | 186.17 | 186.17 | 0 | 838.91
03/29/2024 11:00:00 | 03/29/2024 11:00:00 | 331.19 | 331.19 | 10.63 | 445.96
03/29/2024 12:00:00 | 03/29/2024 12:00:00 | 517.58 | 517.58 | 5.31 | 217.85
03/29/2024 13:00:00 | 03/29/2024 13:00:00 | 424.27 | 424.27 | 13.57 | 86.02
03/29/2024 14:00:00 | 03/29/2024 14:00:00 | 485.96 | 485.96 | 20.35 | 145.41
03/29/2024 15:00:00 | 03/29/2024 15:00:00 | 238.98 | 238.98 | 0 | 424.7
03/29/2024 16:00:00 | 03/29/2024 16:00:00 | 147.63 | 147.63 | 0 | 660.22
03/29/2024 17:00:00 | 03/29/2024 17:00:00 | 48.67 | 48.67 | 0 | 720.13
03/29/2024 18:00:00 | 03/29/2024 18:00:00 | 3.11 | 3.11 | 0 | 605.44
03/29/2024 19:00:00 | 03/29/2024 19:00:00 | 0 | 0 | 0 | 513.28
03/29/2024 20:00:00 | 03/29/2024 20:00:00 | 0 | 0 | 0 | 465.15
03/29/2024 21:00:00 | 03/29/2024 21:00:00 | 0 | 0 | 0 | 462.6
03/29/2024 22:00:00 | 03/29/2024 22:00:00 | 0 | 0 | 0 | 450.56
03/29/2024 23:00:00 | 03/29/2024 23:00:00 | 0 | 0 | 0 | 431.87
03/30/2024 00:00:00 | 03/30/2024 00:00:00 | 0 | 0 | 0 | 428.8
03/30/2024 01:00:00 | 03/30/2024 01:00:00 | 0 | 0 | 0 | 428.54
03/30/2024 02:00:00 | 03/30/2024 02:00:00 | 0 | 0 | 0 | 436.74
03/30/2024 03:00:00 | 03/30/2024 03:00:00 | 0 | 0 | 0 | 437.25
03/30/2024 04:00:00 | 03/30/2024 04:00:00 | 0 | 0 | 0 | 429.31
03/30/2024 05:00:00 | 03/30/2024 05:00:00 | 0.92 | 0.92 | 0 | 371.45
03/30/2024 06:00:00 | 03/30/2024 06:00:00 | 52.53 | 52.53 | 0 | 524.55
03/30/2024 07:00:00 | 03/30/2024 07:00:00 | 185.93 | 185.93 | 0 | 526.85
03/30/2024 08:00:00 | 03/30/2024 08:00:00 | 338.69 | 338.69 | 0.25 | 262.14
03/30/2024 09:00:00 | 03/30/2024 09:00:00 | 469.13 | 469.13 | 20.04 | 71.42
03/30/2024 10:00:00 | 03/30/2024 10:00:00 | 584.49 | 584.49 | 140.41 | 1.03
03/30/2024 11:00:00 | 03/30/2024 11:00:00 | 647.47 | 647.47 | 161.73 | 6.4
03/30/2024 12:00:00 | 03/30/2024 12:00:00 | 622.69 | 622.69 | 137.54 | 22.01
03/30/2024 13:00:00 | 03/30/2024 13:00:00 | 572.18 | 572.18 | 167.04 | 1.8
03/30/2024 14:00:00 | 03/30/2024 14:00:00 | 301.56 | 301.56 | 14.72 | 76.8
03/30/2024 15:00:00 | 03/30/2024 15:00:00 | 131.44 | 131.44 | 0 | 206.59
03/30/2024 16:00:00 | 03/30/2024 16:00:00 | 66.87 | 66.87 | 0 | 261.89
03/30/2024 17:00:00 | 03/30/2024 17:00:00 | 57.07 | 57.07 | 0 | 266.75
03/30/2024 18:00:00 | 03/30/2024 18:00:00 | 5.19 | 5.19 | 0 | 318.97
03/30/2024 19:00:00 | 03/30/2024 19:00:00 | 0 | 0 | 0 | 326.15
03/30/2024 20:00:00 | 03/30/2024 20:00:00 | 0 | 0 | 0 | 328.7
03/30/2024 21:00:00 | 03/30/2024 21:00:00 | 0 | 0 | 0 | 328.71
03/30/2024 22:00:00 | 03/30/2024 22:00:00 | 0 | 0 | 0 | 341.24
03/30/2024 23:00:00 | 03/30/2024 23:00:00 | 0 | 0 | 0 | 358.66
03/31/2024 00:00:00 | 03/31/2024 00:00:00 | 0 | 0 | 0 | 344.32
03/31/2024 01:00:00 | 03/31/2024 01:00:00 | 0 | 0 | 0 | 345.09
03/31/2024 02:00:00 | 03/31/2024 02:00:00
03/31/2024 03:00:00 | 03/31/2024 03:00:00 | 0 | 0 | 0 | 344.57
03/31/2024 04:00:00 | 03/31/2024 04:00:00 | 0 | 0 | 0 | 344.32
03/31/2024 05:00:00 | 03/31/2024 05:00:00 | 0 | 0 | 0 | 345.35
03/31/2024 06:00:00 | 03/31/2024 06:00:00 | 0.93 | 0.93 | 0 | 343.55
03/31/2024 07:00:00 | 03/31/2024 07:00:00 | 22.06 | 22.06 | 0 | 320.51
03/31/2024 08:00:00 | 03/31/2024 08:00:00 | 91.67 | 91.67 | 0 | 254.21
03/31/2024 09:00:00 | 03/31/2024 09:00:00 | 97.52 | 97.52 | 0 | 249.6
03/31/2024 10:00:00 | 03/31/2024 10:00:00 | 41.45 | 41.45 | 1.66 | 304.13
03/31/2024 11:00:00 | 03/31/2024 11:00:00 | 0 | 0 | 0 | 339.2
03/31/2024 12:00:00 | 03/31/2024 12:00:00 | 0 | 0 | 0 | 340.99
03/31/2024 13:00:00 | 03/31/2024 13:00:00 | 0 | 0 | 0 | 340.74
03/31/2024 14:00:00 | 03/31/2024 14:00:00 | 0 | 0 | 0 | 340.22
03/31/2024 15:00:00 | 03/31/2024 15:00:00 | 0 | 0 | 0 | 340.22
03/31/2024 16:00:00 | 03/31/2024 16:00:00 | 0 | 0 | 0 | 340.74
03/31/2024 17:00:00 | 03/31/2024 17:00:00 | 0 | 0 | 0 | 342.78
03/31/2024 18:00:00 | 03/31/2024 18:00:00 | 0 | 0 | 0 | 342.79
03/31/2024 19:00:00 | 03/31/2024 19:00:00 | 0 | 0 | 0 | 347.13
03/31/2024 20:00:00 | 03/31/2024 20:00:00 | 0 | 0 | 0 | 346.88
03/31/2024 21:00:00 | 03/31/2024 21:00:00 | 0 | 0 | 0 | 347.14
03/31/2024 22:00:00 | 03/31/2024 22:00:00 | 0 | 0 | 0 | 347.39
03/31/2024 23:00:00 | 03/31/2024 23:00:00 | 0 | 0 | 0 | 346.63
2024-01-04 | 45295 | 0 | 0 | 0 | 347.64
2024-01-04 01:00 | 45295.0417 | 0 | 0 | 0 | 347.14
2024-01-04 02:00 | 45295.0833 | 0 | 0 | 0 | 347.65
2024-01-04 03:00 | 45295.125 | 0 | 0 | 0 | 347.39
2024-01-04 04:00 | 45295.1667 | 0 | 0 | 0 | 347.65
2024-01-04 05:00 | 45295.2083 | 0 | 0 | 0 | 348.93
2024-01-04 06:00 | 45295.25 | 0 | 0 | 0 | 346.36
2024-01-04 07:00 | 45295.2917 | 0 | 0 | 0 | 346.63
2024-01-04 08:00 | 45295.3333 | 0 | 0 | 0 | 343.55
2024-01-04 09:00 | 45295.375 | 0 | 0 | 0 | 344.32
2024-01-04 10:00 | 45295.4167 | 0 | 0 | 0 | 342.78
2024-01-04 11:00 | 45295.4583 | 0 | 0 | 0 | 340.74
2024-01-04 12:00 | 45295.5 | 0 | 0 | 0 | 340.48
2024-01-04 13:00 | 45295.5417 | 0 | 0 | 0 | 338.69
2024-01-04 14:00 | 45295.5833 | 0 | 0 | 0 | 341.76
2024-01-04 15:00 | 45295.625 | 0 | 0 | 0 | 336.89
2024-01-04 16:00 | 45295.6667 | 0 | 0 | 0 | 339.97
2024-01-04 17:00 | 45295.7083 | 0 | 0 | 0 | 337.92
2024-01-04 18:00 | 45295.75 | 0 | 0 | 0 | 338.69
2024-01-04 19:00 | 45295.7917 | 0 | 0 | 0 | 340.22
2024-01-04 20:00 | 45295.8333 | 0 | 0 | 0 | 342.02
2024-01-04 21:00 | 45295.875 | 0 | 0 | 0 | 341.25
2024-01-04 22:00 | 45295.9167 | 0 | 0 | 0 | 343.81
2024-01-04 23:00 | 45295.9583 | 0 | 0 | 0 | 340.22
2024-02-04 | 45326 | 0 | 0 | 0 | 342.27
2024-02-04 01:00 | 45326.0417 | 0 | 0 | 0 | 340.99
2024-02-04 02:00 | 45326.0833 | 0 | 0 | 0 | 343.04
2024-02-04 03:00 | 45326.125 | 0 | 0 | 0 | 342.79
2024-02-04 04:00 | 45326.1667 | 0 | 0 | 0 | 341.25
2024-02-04 05:00 | 45326.2083 | 0 | 0 | 0 | 342.78
2024-02-04 06:00 | 45326.25 | 0 | 0 | 0 | 564.74
2024-02-04 07:00 | 45326.2917 | 0 | 0 | 0 | 678.14
2024-02-04 08:00 | 45326.3333 | 0 | 0 | 0 | 566.78
2024-02-04 09:00 | 45326.375 | 0 | 0 | 0 | 604.16
2024-02-04 10:00 | 45326.4167 | 300.14 | 300.14 | 35.2 | 294.66
2024-02-04 11:00 | 45326.4583 | 592.24 | 592.24 | 3.01 | 212.74
2024-02-04 12:00 | 45326.5 | 616.81 | 616.81 | 55.93 | 180.73
2024-02-04 13:00 | 45326.5417 | 562.94 | 562.94 | 90.63 | 183.81
2024-02-04 14:00 | 45326.5833 | 665.04 | 665.04 | 72.32 | 84.48
2024-02-04 15:00 | 45326.625 | 530.65 | 530.65 | 0.19 | 254.21
2024-02-04 16:00 | 45326.6667 | 513.73 | 513.73 | 0 | 294.91
2024-02-04 17:00 | 45326.7083 | 264.75 | 264.75 | 0 | 513.79
2024-02-04 18:00 | 45326.75 | 65.94 | 65.94 | 0 | 745.99
2024-02-04 19:00 | 45326.7917 | 6.07 | 6.07 | 0 | 687.36
2024-02-04 20:00 | 45326.8333 | 0 | 0 | 0 | 763.13
2024-02-04 21:00 | 45326.875 | 0 | 0 | 0 | 714.5
2024-02-04 22:00 | 45326.9167 | 0 | 0 | 0 | 460.03
2024-02-04 23:00 | 45326.9583 | 0 | 0 | 0 | 458.75
2024-03-04 | 45355 | 0 | 0 | 0 | 459.78
2024-03-04 01:00 | 45355.0417 | 0 | 0 | 0 | 458.75
2024-03-04 02:00 | 45355.0833 | 0 | 0 | 0 | 459.78
2024-03-04 03:00 | 45355.125 | 0 | 0 | 0 | 459
2024-03-04 04:00 | 45355.1667 | 0 | 0 | 0 | 456.71
2024-03-04 05:00 | 45355.2083 | 0 | 0 | 0 | 456.45
2024-03-04 06:00 | 45355.25 | 2.06 | 2.06 | 0 | 605.18
2024-03-04 07:00 | 45355.2917 | 58.9 | 58.9 | 0 | 943.62
2024-03-04 08:00 | 45355.3333 | 163.45 | 163.45 | 0 | 963.07
2024-03-04 09:00 | 45355.375 | 293.16 | 293.16 | 0 | 645.12
2024-03-04 10:00 | 45355.4167 | 164.86 | 164.86 | 0 | 663.55
2024-03-04 11:00 | 45355.4583 | 139.2 | 139.2 | 0 | 754.94
2024-03-04 12:00 | 45355.5 | 181.68 | 181.68 | 0 | 761.09
2024-03-04 13:00 | 45355.5417 | 233.8 | 233.8 | 0 | 816.13
2024-03-04 14:00 | 45355.5833 | 430.24 | 430.24 | 0 | 506.88
2024-03-04 15:00 | 45355.625 | 379.76 | 379.76 | 5.89 | 439.55
2024-03-04 16:00 | 45355.6667 | 138.52 | 138.52 | 0 | 676.35
2024-03-04 17:00 | 45355.7083 | 30.09 | 30.09 | 0 | 716.8
2024-03-04 18:00 | 45355.75 | 37.57 | 37.57 | 0 | 702.72
2024-03-04 19:00 | 45355.7917 | 1.41 | 1.41 | 0 | 849.16
2024-03-04 20:00 | 45355.8333 | 0 | 0 | 0 | 813.05
2024-03-04 21:00 | 45355.875 | 0 | 0 | 0 | 790.79
2024-03-04 22:00 | 45355.9167 | 0 | 0 | 0 | 519.16
2024-03-04 23:00 | 45355.9583 | 0 | 0 | 0 | 518.92
2024-04-04 | 45386 | 0 | 0 | 0 | 505.6
2024-04-04 01:00 | 45386.0417 | 0 | 0 | 0 | 500.48
2024-04-04 02:00 | 45386.0833 | 0 | 0 | 0 | 464.89
2024-04-04 03:00 | 45386.125 | 0 | 0 | 0 | 450.56
2024-04-04 04:00 | 45386.1667 | 0 | 0 | 0 | 484.1
2024-04-04 05:00 | 45386.2083 | 0 | 0 | 0 | 470.53
2024-04-04 06:00 | 45386.25 | 2.61 | 2.61 | 0 | 635.64
2024-04-04 07:00 | 45386.2917 | 54.15 | 54.15 | 0 | 1057.03
2024-04-04 08:00 | 45386.3333 | 148.93 | 148.93 | 0 | 879.36
2024-04-04 09:00 | 45386.375 | 303.47 | 303.47 | 0 | 348.16
2024-04-04 10:00 | 45386.4167 | 523.3 | 523.3 | 0.06 | 288.51
2024-04-04 11:00 | 45386.4583 | 560.06 | 560.06 | 21.51 | 255.74
2024-04-04 12:00 | 45386.5 | 568.39 | 568.39 | 108.09 | 118.53
2024-04-04 13:00 | 45386.5417 | 570.52 | 570.52 | 137.92 | 100.35
2024-04-04 14:00 | 45386.5833 | 649.1 | 649.1 | 36.1 | 143.36
2024-04-04 15:00 | 45386.625 | 379.57 | 379.57 | 0 | 399.36
2024-04-04 16:00 | 45386.6667 | 329.7 | 329.7 | 0 | 461.32
2024-04-04 17:00 | 45386.7083 | 260.06 | 260.06 | 0 | 382.46
2024-04-04 18:00 | 45386.75 | 94.04 | 94.04 | 0 | 667.39
2024-04-04 19:00 | 45386.7917 | 6.06 | 6.06 | 0 | 695.55
2024-04-04 20:00 | 45386.8333 | 0 | 0 | 0 | 792.07
2024-04-04 21:00 | 45386.875 | 0 | 0 | 0 | 729.6
2024-04-04 22:00 | 45386.9167 | 0 | 0 | 0 | 488.19
2024-04-04 23:00 | 45386.9583 | 0 | 0 | 0 | 491.01
2024-05-04 | 45416 | 0 | 0 | 0 | 485.89
2024-05-04 01:00 | 45416.0417 | 0 | 0 | 0 | 499.71
2024-05-04 02:00 | 45416.0833 | 0 | 0 | 0 | 493.05
2024-05-04 03:00 | 45416.125 | 0 | 0 | 0 | 474.12
2024-05-04 04:00 | 45416.1667 | 0 | 0 | 0 | 471.04
2024-05-04 05:00 | 45416.2083 | 0 | 0 | 0 | 463.1
2024-05-04 06:00 | 45416.25 | 5.9 | 5.9 | 0 | 654.08
2024-05-04 07:00 | 45416.2917 | 76.09 | 76.09 | 0 | 1096.96
2024-05-04 08:00 | 45416.3333 | 222.32 | 222.32 | 0 | 892.93
2024-05-04 09:00 | 45416.375 | 295.01 | 295.01 | 0 | 418.3
2024-05-04 10:00 | 45416.4167 | 480.04 | 480.04 | 0.38 | 399.62
2024-05-04 11:00 | 45416.4583 | 595.33 | 595.33 | 0 | 348.93
2024-05-04 12:00 | 45416.5 | 639.94 | 639.94 | 10.37 | 198.65
2024-05-04 13:00 | 45416.5417 | 578.3 | 578.3 | 9.41 | 198.66
2024-05-04 14:00 | 45416.5833 | 583.73 | 583.73 | 12.41 | 255.49
2024-05-04 15:00 | 45416.625 | 443.05 | 443.05 | 0 | 510.2
2024-05-04 16:00 | 45416.6667 | 330.11 | 330.11 | 0 | 416.77
2024-05-04 17:00 | 45416.7083 | 190.67 | 190.67 | 0 | 512.26
2024-05-04 18:00 | 45416.75 | 102.62 | 102.62 | 0 | 607.23
2024-05-04 19:00 | 45416.7917 | 11.36 | 11.36 | 0 | 540.93
2024-05-04 20:00 | 45416.8333 | 0 | 0 | 0 | 666.88
2024-05-04 21:00 | 45416.875 | 0 | 0 | 0 | 685.57
2024-05-04 22:00 | 45416.9167 | 0 | 0 | 0 | 462.08
2024-05-04 23:00 | 45416.9583 | 0 | 0 | 0 | 460.03
2024-06-04 | 45447 | 0 | 0 | 0 | 460.54
2024-06-04 01:00 | 45447.0417 | 0 | 0 | 0 | 459.01
2024-06-04 02:00 | 45447.0833 | 0 | 0 | 0 | 440.32
2024-06-04 03:00 | 45447.125 | 0 | 0 | 0 | 439.55
2024-06-04 04:00 | 45447.1667 | 0 | 0 | 0 | 441.35
2024-06-04 05:00 | 45447.2083 | 0 | 0 | 0 | 440.32
2024-06-04 06:00 | 45447.25 | 3.5 | 3.5 | 0 | 622.08
2024-06-04 07:00 | 45447.2917 | 85.73 | 85.73 | 0 | 745.98
2024-06-04 08:00 | 45447.3333 | 237.49 | 237.49 | 0 | 391.42
2024-06-04 09:00 | 45447.375 | 397.49 | 397.49 | 0 | 135.94
2024-06-04 10:00 | 45447.4167 | 537.98 | 537.98 | 0 | 134.91
2024-06-04 11:00 | 45447.4583 | 638.29 | 638.29 | 53.44 | 59.39
2024-06-04 12:00 | 45447.5 | 701.44 | 701.44 | 12.87 | 110.85
2024-06-04 13:00 | 45447.5417 | 701.88 | 701.88 | 76.8 | 30.72
2024-06-04 14:00 | 45447.5833 | 657.47 | 657.47 | 184 | 1.28
2024-06-04 15:00 | 45447.625 | 556.05 | 556.05 | 90.81 | 0
2024-06-04 16:00 | 45447.6667 | 403.7 | 403.7 | 9.92 | 60.16
2024-06-04 17:00 | 45447.7083 | 239.81 | 239.81 | 0 | 202.24
2024-06-04 18:00 | 45447.75 | 110.12 | 110.12 | 0 | 317.95
2024-06-04 19:00 | 45447.7917 | 20.18 | 20.18 | 0 | 387.33
2024-06-04 20:00 | 45447.8333 | 0 | 0 | 0 | 409.6
2024-06-04 21:00 | 45447.875 | 0 | 0 | 0 | 404.48
2024-06-04 22:00 | 45447.9167 | 0 | 0 | 0 | 404.74
2024-06-04 23:00 | 45447.9583 | 0 | 0 | 0 | 406.53
2024-07-04 | 45477 | 0 | 0 | 0 | 404.73
2024-07-04 01:00 | 45477.0417 | 0 | 0 | 0 | 342.53
2024-07-04 02:00 | 45477.0833 | 0 | 0 | 0 | 342.02
2024-07-04 03:00 | 45477.125 | 0 | 0 | 0 | 342.27
2024-07-04 04:00 | 45477.1667 | 0 | 0 | 0 | 340.99
2024-07-04 05:00 | 45477.2083 | 0 | 0 | 0 | 342.02
2024-07-04 06:00 | 45477.25 | 5.39 | 5.39 | 0 | 333.05
2024-07-04 07:00 | 45477.2917 | 62.41 | 62.41 | 0 | 269.83
2024-07-04 08:00 | 45477.3333 | 219.74 | 219.74 | 0.71 | 118.78
2024-07-04 09:00 | 45477.375 | 395.51 | 395.51 | 48.7 | 4.35
2024-07-04 10:00 | 45477.4167 | 538.3 | 538.3 | 177.22 | 0
2024-07-04 11:00 | 45477.4583 | 632.65 | 632.65 | 265.41 | 0
2024-07-04 12:00 | 45477.5 | 697.48 | 697.48 | 325.31 | 0
2024-07-04 13:00 | 45477.5417 | 683.22 | 683.22 | 318.65 | 0.26
2024-07-04 14:00 | 45477.5833 | 601.86 | 601.86 | 242.76 | 0
2024-07-04 15:00 | 45477.625 | 547.71 | 547.71 | 188.99 | 0
2024-07-04 16:00 | 45477.6667 | 436.46 | 436.46 | 85.63 | 0
2024-07-04 17:00 | 45477.7083 | 281.97 | 281.97 | 1.22 | 60.16
2024-07-04 18:00 | 45477.75 | 99.36 | 99.36 | 0 | 235.01
2024-07-04 19:00 | 45477.7917 | 9.07 | 9.07 | 0 | 318.46
2024-07-04 20:00 | 45477.8333 | 0 | 0 | 0 | 334.08
2024-07-04 21:00 | 45477.875 | 0 | 0 | 0 | 333.06
2024-07-04 22:00 | 45477.9167 | 0 | 0 | 0 | 331.52
2024-07-04 23:00 | 45477.9583 | 0 | 0 | 0 | 331.77
2024-08-04 | 45508 | 0 | 0 | 0 | 331.52
2024-08-04 01:00 | 45508.0417 | 0 | 0 | 0 | 331.27
2024-08-04 02:00 | 45508.0833 | 0 | 0 | 0 | 331.26
2024-08-04 03:00 | 45508.125 | 0 | 0 | 0 | 330.75
2024-08-04 04:00 | 45508.1667 | 0 | 0 | 0 | 331.27
2024-08-04 05:00 | 45508.2083 | 0 | 0 | 0 | 313.6
2024-08-04 06:00 | 45508.25 | 4.11 | 4.11 | 0 | 513.28
2024-08-04 07:00 | 45508.2917 | 57.29 | 57.29 | 0 | 837.37
2024-08-04 08:00 | 45508.3333 | 164.09 | 164.09 | 0 | 860.67
2024-08-04 09:00 | 45508.375 | 307.87 | 307.87 | 0 | 646.92
2024-08-04 10:00 | 45508.4167 | 563.9 | 563.9 | 0 | 460.8
2024-08-04 11:00 | 45508.4583 | 660.11 | 660.11 | 1.66 | 225.28
2024-08-04 12:00 | 45508.5 | 716.04 | 716.04 | 22.14 | 273.15
2024-08-04 13:00 | 45508.5417 | 623.11 | 623.11 | 8.64 | 179.71
2024-08-04 14:00 | 45508.5833 | 547.08 | 547.08 | 1.35 | 202.5
2024-08-04 15:00 | 45508.625 | 472.95 | 472.95 | 2.56 | 187.13
2024-08-04 16:00 | 45508.6667 | 455.08 | 455.08 | 13.69 | 247.81
2024-08-04 17:00 | 45508.7083 | 239.22 | 239.22 | 0 | 396.8
2024-08-04 18:00 | 45508.75 | 109.11 | 109.11 | 0 | 605.18
2024-08-04 19:00 | 45508.7917 | 19 | 19 | 0 | 758.02
2024-08-04 20:00 | 45508.8333 | 0 | 0 | 0 | 786.18
2024-08-04 21:00 | 45508.875 | 0 | 0 | 0 | 692.48
2024-08-04 22:00 | 45508.9167 | 0 | 0 | 0 | 436.22
2024-08-04 23:00 | 45508.9583 | 0 | 0 | 0 | 435.71
2024-09-04 | 45539 | 0 | 0 | 0 | 430.85
2024-09-04 01:00 | 45539.0417 | 0 | 0 | 0 | 418.05
2024-09-04 02:00 | 45539.0833 | 0 | 0 | 0 | 414.97
2024-09-04 03:00 | 45539.125 | 0 | 0 | 0 | 413.96
2024-09-04 04:00 | 45539.1667 | 0 | 0 | 0 | 412.41
2024-09-04 05:00 | 45539.2083 | 0 | 0 | 0 | 413.44
2024-09-04 06:00 | 45539.25 | 4.8 | 4.8 | 0 | 714.24
2024-09-04 07:00 | 45539.2917 | 76.7 | 76.7 | 0 | 865.03
2024-09-04 08:00 | 45539.3333 | 162.02 | 162.02 | 0 | 741.12
2024-09-04 09:00 | 45539.375 | 323.39 | 323.39 | 0 | 677.63
2024-09-04 10:00 | 45539.4167 | 515.71 | 515.71 | 2.76 | 339.45
2024-09-04 11:00 | 45539.4583 | 654.75 | 654.75 | 20.16 | 207.88
2024-09-04 12:00 | 45539.5 | 718.26 | 718.26 | 22.59 | 250.11
2024-09-04 13:00 | 45539.5417 | 693.97 | 693.97 | 1.41 | 288.51
2024-09-04 14:00 | 45539.5833 | 676.74 | 676.74 | 0.32 | 325.38
2024-09-04 15:00 | 45539.625 | 443.37 | 443.37 | 6.91 | 355.32
2024-09-04 16:00 | 45539.6667 | 282.86 | 282.86 | 0 | 417.03
2024-09-04 17:00 | 45539.7083 | 284.88 | 284.88 | 0 | 465.15
2024-09-04 18:00 | 45539.75 | 146.32 | 146.32 | 0 | 662.53
2024-09-04 19:00 | 45539.7917 | 18.59 | 18.59 | 0 | 732.16
2024-09-04 20:00 | 45539.8333 | 0 | 0 | 0 | 809.47
2024-09-04 21:00 | 45539.875 | 0 | 0 | 0 | 723.2
2024-09-04 22:00 | 45539.9167 | 0 | 0 | 0 | 465.41
2024-09-04 23:00 | 45539.9583 | 0 | 0 | 0 | 457.73
2024-10-04 | 45569 | 0 | 0 | 0 | 451.84
2024-10-04 01:00 | 45569.0417 | 0 | 0 | 0 | 447.74
2024-10-04 02:00 | 45569.0833 | 0 | 0 | 0 | 445.7
2024-10-04 03:00 | 45569.125 | 0 | 0 | 0 | 444.92
2024-10-04 04:00 | 45569.1667 | 0 | 0 | 0 | 434.18
2024-10-04 05:00 | 45569.2083 | 0 | 0 | 0 | 432.13
2024-10-04 06:00 | 45569.25 | 2.62 | 2.62 | 0 | 440.06
2024-10-04 07:00 | 45569.2917 | 17.79 | 17.79 | 0 | 748.8
2024-10-04 08:00 | 45569.3333 | 52.26 | 52.26 | 0 | 760.32
2024-10-04 09:00 | 45569.375 | 232.61 | 232.61 | 0 | 560.64
2024-10-04 10:00 | 45569.4167 | 299.89 | 299.89 | 0 | 368.9
2024-10-04 11:00 | 45569.4583 | 472.26 | 472.26 | 20.09 | 237.82
2024-10-04 12:00 | 45569.5 | 144.94 | 144.94 | 0 | 524.55
2024-10-04 13:00 | 45569.5417 | 156.63 | 156.63 | 0 | 556.28
2024-10-04 14:00 | 45569.5833 | 272.29 | 272.29 | 1.28 | 528.13
2024-10-04 15:00 | 45569.625 | 302.06 | 302.06 | 0 | 179.46
2024-10-04 16:00 | 45569.6667 | 204.67 | 204.67 | 0 | 363.26
2024-10-04 17:00 | 45569.7083 | 134.28 | 134.28 | 0 | 459.27
2024-10-04 18:00 | 45569.75 | 44.49 | 44.49 | 0 | 555.52
2024-10-04 19:00 | 45569.7917 | 7.06 | 7.06 | 0 | 517.63
2024-10-04 20:00 | 45569.8333 | 0 | 0 | 0 | 685.57
2024-10-04 21:00 | 45569.875 | 0 | 0 | 0 | 528.38
2024-10-04 22:00 | 45569.9167 | 0 | 0 | 0 | 410.11
2024-10-04 23:00 | 45569.9583 | 0 | 0 | 0 | 411.14
2024-11-04 | 45600 | 0 | 0 | 0 | 411.39
2024-11-04 01:00 | 45600.0417 | 0 | 0 | 0 | 412.93
2024-11-04 02:00 | 45600.0833 | 0 | 0 | 0 | 409.34
2024-11-04 03:00 | 45600.125 | 0 | 0 | 0 | 412.42
2024-11-04 04:00 | 45600.1667 | 0 | 0 | 0 | 410.88
2024-11-04 05:00 | 45600.2083 | 0 | 0 | 0 | 410.11
2024-11-04 06:00 | 45600.25 | 7.13 | 7.13 | 0 | 612.61
2024-11-04 07:00 | 45600.2917 | 87.06 | 87.06 | 0 | 823.29
2024-11-04 08:00 | 45600.3333 | 262.8 | 262.8 | 0 | 729.6
2024-11-04 09:00 | 45600.375 | 419.9 | 419.9 | 0 | 631.56
2024-11-04 10:00 | 45600.4167 | 570.34 | 570.34 | 1.99 | 272.89
2024-11-04 11:00 | 45600.4583 | 709.65 | 709.65 | 14.27 | 218.88
2024-11-04 12:00 | 45600.5 | 716.22 | 716.22 | 42.37 | 225.28
2024-11-04 13:00 | 45600.5417 | 822.03 | 822.03 | 37.5 | 112.64
2024-11-04 14:00 | 45600.5833 | 743.65 | 743.65 | 18.56 | 132.35
2024-11-04 15:00 | 45600.625 | 587.24 | 587.24 | 37.51 | 63.49
2024-11-04 16:00 | 45600.6667 | 350.14 | 350.14 | 0.83 | 356.35
2024-11-04 17:00 | 45600.7083 | 338.68 | 338.68 | 0 | 456.2
2024-11-04 18:00 | 45600.75 | 171.66 | 171.66 | 0 | 545.79
2024-11-04 19:00 | 45600.7917 | 30.46 | 30.46 | 0 | 553.73
2024-11-04 20:00 | 45600.8333 | 0 | 0 | 0 | 763.9
2024-11-04 21:00 | 45600.875 | 0 | 0 | 0 | 675.58
2024-11-04 22:00 | 45600.9167 | 0 | 0 | 0 | 479.49
2024-11-04 23:00 | 45600.9583 | 0 | 0 | 0 | 473.09
2024-12-04 | 45630 | 0 | 0 | 0 | 458.5
2024-12-04 01:00 | 45630.0417 | 0 | 0 | 0 | 446.97
2024-12-04 02:00 | 45630.0833 | 0 | 0 | 0 | 438.53
2024-12-04 03:00 | 45630.125 | 0 | 0 | 0 | 444.93
2024-12-04 04:00 | 45630.1667 | 0 | 0 | 0 | 444.16
2024-12-04 05:00 | 45630.2083 | 0 | 0 | 0 | 440.83
2024-12-04 06:00 | 45630.25 | 12.32 | 12.32 | 0 | 688.64
2024-12-04 07:00 | 45630.2917 | 126.74 | 126.74 | 0 | 855.81
2024-12-04 08:00 | 45630.3333 | 281.25 | 281.25 | 0 | 427.52
2024-12-04 09:00 | 45630.375 | 449.67 | 449.67 | 0 | 537.34
2024-12-04 10:00 | 45630.4167 | 605.65 | 605.65 | 0 | 316.67
2024-12-04 11:00 | 45630.4583 | 714.63 | 714.63 | 0 | 231.17
2024-12-04 12:00 | 45630.5 | 773.96 | 773.96 | 0 | 260.1
2024-12-04 13:00 | 45630.5417 | 790.42 | 790.42 | 163.13 | 17.92
2024-12-04 14:00 | 45630.5833 | 742.61 | 742.61 | 35.72 | 116.48
2024-12-04 15:00 | 45630.625 | 639.52 | 639.52 | 31.23 | 146.69
2024-12-04 16:00 | 45630.6667 | 493.36 | 493.36 | 2.94 | 197.37
2024-12-04 17:00 | 45630.7083 | 314.44 | 314.44 | 0 | 434.43
2024-12-04 18:00 | 45630.75 | 144.97 | 144.97 | 0 | 654.6
2024-12-04 19:00 | 45630.7917 | 26.2 | 26.2 | 0 | 741.37
2024-12-04 20:00 | 45630.8333 | 0 | 0 | 0 | 573.19
2024-12-04 21:00 | 45630.875 | 0 | 0 | 0 | 709.63
2024-12-04 22:00 | 45630.9167 | 0 | 0 | 0 | 455.42
2024-12-04 23:00 | 45630.9583 | 0 | 0 | 0 | 455.94
04/13/2024 00:00:00 | 04/13/2024 00:00:00 | 0 | 0 | 0 | 453.37
04/13/2024 01:00:00 | 04/13/2024 01:00:00 | 0 | 0 | 0 | 451.84
04/13/2024 02:00:00 | 04/13/2024 02:00:00 | 0 | 0 | 0 | 441.6
04/13/2024 03:00:00 | 04/13/2024 03:00:00 | 0 | 0 | 0 | 438.28
04/13/2024 04:00:00 | 04/13/2024 04:00:00 | 0 | 0 | 0 | 436.99
04/13/2024 05:00:00 | 04/13/2024 05:00:00 | 0 | 0 | 0 | 432.64
04/13/2024 06:00:00 | 04/13/2024 06:00:00 | 16.44 | 16.44 | 0 | 598.53
04/13/2024 07:00:00 | 04/13/2024 07:00:00 | 142.61 | 142.61 | 0 | 510.97
04/13/2024 08:00:00 | 04/13/2024 08:00:00 | 234.83 | 234.83 | 0 | 428.8
04/13/2024 09:00:00 | 04/13/2024 09:00:00 | 440.36 | 440.36 | 0 | 363.78
04/13/2024 10:00:00 | 04/13/2024 10:00:00 | 582.73 | 582.73 | 0 | 257.53
04/13/2024 11:00:00 | 04/13/2024 11:00:00 | 717.21 | 717.21 | 0 | 155.91
04/13/2024 12:00:00 | 04/13/2024 12:00:00 | 770.61 | 770.61 | 10.18 | 60.41
04/13/2024 13:00:00 | 04/13/2024 13:00:00 | 767.49 | 767.49 | 150.14 | 9.73
04/13/2024 14:00:00 | 04/13/2024 14:00:00 | 739.32 | 739.32 | 248.45 | 0
04/13/2024 15:00:00 | 04/13/2024 15:00:00 | 648 | 648 | 166.34 | 0
04/13/2024 16:00:00 | 04/13/2024 16:00:00 | 511.82 | 511.82 | 41.72 | 7.68
04/13/2024 17:00:00 | 04/13/2024 17:00:00 | 331.88 | 331.88 | 0 | 135.43
04/13/2024 18:00:00 | 04/13/2024 18:00:00 | 155.87 | 155.87 | 0 | 299.52
04/13/2024 19:00:00 | 04/13/2024 19:00:00 | 21.66 | 21.66 | 0 | 426.24
04/13/2024 20:00:00 | 04/13/2024 20:00:00 | 0.01 | 0.01 | 0 | 445.18
04/13/2024 21:00:00 | 04/13/2024 21:00:00 | 0 | 0 | 0 | 444.16
04/13/2024 22:00:00 | 04/13/2024 22:00:00 | 0 | 0 | 0 | 435.71
04/13/2024 23:00:00 | 04/13/2024 23:00:00 | 0 | 0 | 0 | 429.83
04/14/2024 00:00:00 | 04/14/2024 00:00:00 | 0 | 0 | 0 | 423.68
04/14/2024 01:00:00 | 04/14/2024 01:00:00 | 0 | 0 | 0 | 423.68
04/14/2024 02:00:00 | 04/14/2024 02:00:00 | 0 | 0 | 0 | 405.5
04/14/2024 03:00:00 | 04/14/2024 03:00:00 | 0 | 0 | 0 | 405.5
04/14/2024 04:00:00 | 04/14/2024 04:00:00 | 0 | 0 | 0 | 406.53
04/14/2024 05:00:00 | 04/14/2024 05:00:00 | 0 | 0 | 0 | 407.04
04/14/2024 06:00:00 | 04/14/2024 06:00:00 | 9.34 | 9.34 | 0 | 392.19
04/14/2024 07:00:00 | 04/14/2024 07:00:00 | 118.72 | 118.72 | 0 | 288
04/14/2024 08:00:00 | 04/14/2024 08:00:00 | 291.43 | 291.43 | 0 | 125.7
04/14/2024 09:00:00 | 04/14/2024 09:00:00 | 460.42 | 460.42 | 82.37 | 7.17
04/14/2024 10:00:00 | 04/14/2024 10:00:00 | 593.21 | 593.21 | 220.35 | 0
04/14/2024 11:00:00 | 04/14/2024 11:00:00 | 716.39 | 716.39 | 338.24 | 0
04/14/2024 12:00:00 | 04/14/2024 12:00:00 | 784.26 | 784.26 | 400.77 | 0
04/14/2024 13:00:00 | 04/14/2024 13:00:00 | 795.21 | 795.21 | 411.14 | 0
04/14/2024 14:00:00 | 04/14/2024 14:00:00 | 752.57 | 752.57 | 370.37 | 0
04/14/2024 15:00:00 | 04/14/2024 15:00:00 | 649.23 | 649.23 | 280 | 0
04/14/2024 16:00:00 | 04/14/2024 16:00:00 | 506.62 | 506.62 | 147.58 | 0
04/14/2024 17:00:00 | 04/14/2024 17:00:00 | 328.47 | 328.47 | 11.97 | 31.74
04/14/2024 18:00:00 | 04/14/2024 18:00:00 | 156.41 | 156.41 | 0 | 181.76
04/14/2024 19:00:00 | 04/14/2024 19:00:00 | 26.53 | 26.53 | 0 | 302.85
04/14/2024 20:00:00 | 04/14/2024 20:00:00 | 0 | 0 | 0 | 329.98
04/14/2024 21:00:00 | 04/14/2024 21:00:00 | 0 | 0 | 0 | 333.83
04/14/2024 22:00:00 | 04/14/2024 22:00:00 | 0 | 0 | 0 | 331.01
04/14/2024 23:00:00 | 04/14/2024 23:00:00 | 0 | 0 | 0 | 332.28
04/15/2024 00:00:00 | 04/15/2024 00:00:00 | 0 | 0 | 0 | 331.52
04/15/2024 01:00:00 | 04/15/2024 01:00:00 | 0 | 0 | 0 | 331.01
04/15/2024 02:00:00 | 04/15/2024 02:00:00 | 0 | 0 | 0 | 331.01
04/15/2024 03:00:00 | 04/15/2024 03:00:00 | 0 | 0 | 0 | 333.31
04/15/2024 04:00:00 | 04/15/2024 04:00:00 | 0 | 0 | 0 | 336.9
04/15/2024 05:00:00 | 04/15/2024 05:00:00 | 0 | 0 | 0 | 332.8
04/15/2024 06:00:00 | 04/15/2024 06:00:00 | 15.42 | 15.42 | 0 | 444.67
04/15/2024 07:00:00 | 04/15/2024 07:00:00 | 154.7 | 154.7 | 0 | 779.78
04/15/2024 08:00:00 | 04/15/2024 08:00:00 | 341.27 | 341.27 | 0 | 739.32
04/15/2024 09:00:00 | 04/15/2024 09:00:00 | 461.31 | 461.31 | 0 | 582.15
04/15/2024 10:00:00 | 04/15/2024 10:00:00 | 632.14 | 632.14 | 6.85 | 387.84
04/15/2024 11:00:00 | 04/15/2024 11:00:00 | 701.86 | 701.86 | 1.79 | 232.7
04/15/2024 12:00:00 | 04/15/2024 12:00:00 | 744.7 | 744.7 | 0.32 | 226.82
04/15/2024 13:00:00 | 04/15/2024 13:00:00 | 722.45 | 722.45 | 1.85 | 240.89
04/15/2024 14:00:00 | 04/15/2024 14:00:00 | 571.44 | 571.44 | 21 | 371.72
04/15/2024 15:00:00 | 04/15/2024 15:00:00 | 411.39 | 411.39 | 13.12 | 164.35
04/15/2024 16:00:00 | 04/15/2024 16:00:00 | 272.17 | 272.17 | 1.53 | 363.26
04/15/2024 17:00:00 | 04/15/2024 17:00:00 | 174.92 | 174.92 | 0 | 605.7
04/15/2024 18:00:00 | 04/15/2024 18:00:00 | 100.15 | 100.15 | 0 | 625.15
04/15/2024 19:00:00 | 04/15/2024 19:00:00 | 18.75 | 18.75 | 0 | 711.68
04/15/2024 20:00:00 | 04/15/2024 20:00:00 | 0.02 | 0.02 | 0 | 752.38
04/15/2024 21:00:00 | 04/15/2024 21:00:00 | 0 | 0 | 0 | 743.68
04/15/2024 22:00:00 | 04/15/2024 22:00:00 | 0 | 0 | 0 | 494.34
04/15/2024 23:00:00 | 04/15/2024 23:00:00 | 0 | 0 | 0 | 495.36
04/16/2024 00:00:00 | 04/16/2024 00:00:00 | 0 | 0 | 0 | 491.78
04/16/2024 01:00:00 | 04/16/2024 01:00:00 | 0 | 0 | 0 | 468.22
04/16/2024 02:00:00 | 04/16/2024 02:00:00 | 0 | 0 | 0 | 460.54
04/16/2024 03:00:00 | 04/16/2024 03:00:00 | 0 | 0 | 0 | 457.73
04/16/2024 04:00:00 | 04/16/2024 04:00:00 | 0 | 0 | 0 | 454.66
04/16/2024 05:00:00 | 04/16/2024 05:00:00 | 0 | 0 | 0 | 463.87
04/16/2024 06:00:00 | 04/16/2024 06:00:00 | 6.81 | 6.81 | 0 | 744.19
04/16/2024 07:00:00 | 04/16/2024 07:00:00 | 69.34 | 69.34 | 0 | 1052.42
04/16/2024 08:00:00 | 04/16/2024 08:00:00 | 179.09 | 179.09 | 0 | 1011.45
04/16/2024 09:00:00 | 04/16/2024 09:00:00 | 114.59 | 114.59 | 0 | 960
04/16/2024 10:00:00 | 04/16/2024 10:00:00 | 148.83 | 148.83 | 0 | 878.6
04/16/2024 11:00:00 | 04/16/2024 11:00:00 | 139.09 | 139.09 | 0 | 720.38
04/16/2024 12:00:00 | 04/16/2024 12:00:00 | 201.99 | 201.99 | 0 | 772.1
04/16/2024 13:00:00 | 04/16/2024 13:00:00 | 523.01 | 523.01 | 23.75 | 497.4
04/16/2024 14:00:00 | 04/16/2024 14:00:00 | 200.42 | 200.42 | 0 | 868.36
04/16/2024 15:00:00 | 04/16/2024 15:00:00 | 43.15 | 43.15 | 0 | 717.56
04/16/2024 16:00:00 | 04/16/2024 16:00:00 | 10.48 | 10.48 | 0 | 558.08
04/16/2024 17:00:00 | 04/16/2024 17:00:00 | 4.78 | 4.78 | 0 | 543.75
04/16/2024 18:00:00 | 04/16/2024 18:00:00 | 3.06 | 3.06 | 0 | 528.13
04/16/2024 19:00:00 | 04/16/2024 19:00:00 | 20.41 | 20.41 | 0 | 516.09
04/16/2024 20:00:00 | 04/16/2024 20:00:00 | 0.04 | 0.04 | 0 | 658.43
04/16/2024 21:00:00 | 04/16/2024 21:00:00 | 0 | 0 | 0 | 719.11
04/16/2024 22:00:00 | 04/16/2024 22:00:00 | 0 | 0 | 0 | 525.05
04/16/2024 23:00:00 | 04/16/2024 23:00:00 | 0 | 0 | 0 | 525.06
04/17/2024 00:00:00 | 04/17/2024 00:00:00 | 0 | 0 | 0 | 482.3
04/17/2024 01:00:00 | 04/17/2024 01:00:00 | 0 | 0 | 0 | 461.83
04/17/2024 02:00:00 | 04/17/2024 02:00:00 | 0 | 0 | 0 | 449.53
04/17/2024 03:00:00 | 04/17/2024 03:00:00 | 0 | 0 | 0 | 444.68
04/17/2024 04:00:00 | 04/17/2024 04:00:00 | 0 | 0 | 0 | 430.33
04/17/2024 05:00:00 | 04/17/2024 05:00:00 | 0 | 0 | 0 | 425.22
04/17/2024 06:00:00 | 04/17/2024 06:00:00 | 23.51 | 23.51 | 0 | 692.22
04/17/2024 07:00:00 | 04/17/2024 07:00:00 | 169.2 | 169.2 | 0 | 992.26
04/17/2024 08:00:00 | 04/17/2024 08:00:00 | 348.68 | 348.68 | 0 | 720.13
04/17/2024 09:00:00 | 04/17/2024 09:00:00 | 543.29 | 543.29 | 0 | 457.98
04/17/2024 10:00:00 | 04/17/2024 10:00:00 | 698.52 | 698.52 | 34.88 | 147.2
04/17/2024 11:00:00 | 04/17/2024 11:00:00 | 489.49 | 489.49 | 9.02 | 229.63
04/17/2024 12:00:00 | 04/17/2024 12:00:00 | 593.89 | 593.89 | 22.46 | 162.31
04/17/2024 13:00:00 | 04/17/2024 13:00:00 | 425.02 | 425.02 | 0 | 289.53
04/17/2024 14:00:00 | 04/17/2024 14:00:00 | 592.31 | 592.31 | 5.51 | 174.59
04/17/2024 15:00:00 | 04/17/2024 15:00:00 | 402.2 | 402.2 | 12.22 | 274.69
04/17/2024 16:00:00 | 04/17/2024 16:00:00 | 105.63 | 105.63 | 0 | 387.33
04/17/2024 17:00:00 | 04/17/2024 17:00:00 | 171.27 | 171.27 | 0 | 257.28
04/17/2024 18:00:00 | 04/17/2024 18:00:00 | 100.98 | 100.98 | 0 | 327.42
04/17/2024 19:00:00 | 04/17/2024 19:00:00 | 21.01 | 21.01 | 0 | 623.36
04/17/2024 20:00:00 | 04/17/2024 20:00:00 | 0.01 | 0.01 | 0 | 512.26
04/17/2024 21:00:00 | 04/17/2024 21:00:00 | 0 | 0 | 0 | 357.38
04/17/2024 22:00:00 | 04/17/2024 22:00:00 | 0 | 0 | 0 | 347.9
04/17/2024 23:00:00 | 04/17/2024 23:00:00 | 0 | 0 | 0 | 345.86
04/18/2024 00:00:00 | 04/18/2024 00:00:00 | 0 | 0 | 0 | 346.11
04/18/2024 01:00:00 | 04/18/2024 01:00:00 | 0 | 0 | 0 | 349.95
04/18/2024 02:00:00 | 04/18/2024 02:00:00 | 0 | 0 | 0 | 348.16
04/18/2024 03:00:00 | 04/18/2024 03:00:00 | 0 | 0 | 0 | 343.81
04/18/2024 04:00:00 | 04/18/2024 04:00:00 | 0 | 0 | 0 | 345.34
04/18/2024 05:00:00 | 04/18/2024 05:00:00 | 0 | 0 | 0 | 358.66
04/18/2024 06:00:00 | 04/18/2024 06:00:00 | 9.45 | 9.45 | 0 | 587.52
04/18/2024 07:00:00 | 04/18/2024 07:00:00 | 73.4 | 73.4 | 0 | 1013.5
04/18/2024 08:00:00 | 04/18/2024 08:00:00 | 158.39 | 158.39 | 0 | 954.63
04/18/2024 09:00:00 | 04/18/2024 09:00:00 | 360.85 | 360.85 | 0 | 402.43
04/18/2024 10:00:00 | 04/18/2024 10:00:00 | 542 | 542 | 0 | 395.26
04/18/2024 11:00:00 | 04/18/2024 11:00:00 | 728.06 | 728.06 | 109.95 | 213.76
04/18/2024 12:00:00 | 04/18/2024 12:00:00 | 200.37 | 200.37 | 0 | 789.76
04/18/2024 13:00:00 | 04/18/2024 13:00:00 | 76.51 | 76.51 | 0 | 807.43
04/18/2024 14:00:00 | 04/18/2024 14:00:00 | 250.95 | 250.95 | 0 | 589.82
04/18/2024 15:00:00 | 04/18/2024 15:00:00 | 387.54 | 387.54 | 0 | 226.56
04/18/2024 16:00:00 | 04/18/2024 16:00:00 | 554.38 | 554.38 | 5.51 | 137.22
04/18/2024 17:00:00 | 04/18/2024 17:00:00 | 336.75 | 336.75 | 0 | 406.52
04/18/2024 18:00:00 | 04/18/2024 18:00:00 | 25.18 | 25.18 | 0 | 682.5
04/18/2024 19:00:00 | 04/18/2024 19:00:00 | 25.22 | 25.22 | 0 | 630.27
04/18/2024 20:00:00 | 04/18/2024 20:00:00 | 0.06 | 0.06 | 0 | 735.23
04/18/2024 21:00:00 | 04/18/2024 21:00:00 | 0 | 0 | 0 | 675.59
04/18/2024 22:00:00 | 04/18/2024 22:00:00 | 0 | 0 | 0 | 445.44
04/18/2024 23:00:00 | 04/18/2024 23:00:00 | 0 | 0 | 0 | 444.67
04/19/2024 00:00:00 | 04/19/2024 00:00:00 | 0 | 0 | 0 | 444.42
04/19/2024 01:00:00 | 04/19/2024 01:00:00 | 0 | 0 | 0 | 443.64
04/19/2024 02:00:00 | 04/19/2024 02:00:00 | 0 | 0 | 0 | 442.88
04/19/2024 03:00:00 | 04/19/2024 03:00:00 | 0 | 0 | 0 | 418.05
04/19/2024 04:00:00 | 04/19/2024 04:00:00 | 0 | 0 | 0 | 408.07
04/19/2024 05:00:00 | 04/19/2024 05:00:00 | 0 | 0 | 0 | 403.71
04/19/2024 06:00:00 | 04/19/2024 06:00:00 | 31.24 | 31.24 | 0 | 579.33
04/19/2024 07:00:00 | 04/19/2024 07:00:00 | 186.28 | 186.28 | 0 | 872.7
04/19/2024 08:00:00 | 04/19/2024 08:00:00 | 349.41 | 349.41 | 0 | 721.92
04/19/2024 09:00:00 | 04/19/2024 09:00:00 | 437.04 | 437.04 | 0 | 432.13
04/19/2024 10:00:00 | 04/19/2024 10:00:00 | 574.8 | 574.8 | 0 | 446.46
04/19/2024 11:00:00 | 04/19/2024 11:00:00 | 737.64 | 737.64 | 4.99 | 182.79
04/19/2024 12:00:00 | 04/19/2024 12:00:00 | 708.98 | 708.98 | 7.1 | 168.96
04/19/2024 13:00:00 | 04/19/2024 13:00:00 | 626.02 | 626.02 | 0 | 419.84
04/19/2024 14:00:00 | 04/19/2024 14:00:00 | 651.47 | 651.47 | 28.93 | 287.48
04/19/2024 15:00:00 | 04/19/2024 15:00:00 | 727.98 | 727.98 | 47.49 | 117.25
04/19/2024 16:00:00 | 04/19/2024 16:00:00 | 610.54 | 610.54 | 49.79 | 138.75
04/19/2024 17:00:00 | 04/19/2024 17:00:00 | 194.69 | 194.69 | 0.9 | 602.37
04/19/2024 18:00:00 | 04/19/2024 18:00:00 | 180.33 | 180.33 | 0 | 639.49
04/19/2024 19:00:00 | 04/19/2024 19:00:00 | 20.7 | 20.7 | 0 | 779.26
04/19/2024 20:00:00 | 04/19/2024 20:00:00 | 0.02 | 0.02 | 0 | 751.36
04/19/2024 21:00:00 | 04/19/2024 21:00:00 | 0 | 0 | 0 | 453.12
04/19/2024 22:00:00 | 04/19/2024 22:00:00 | 0 | 0 | 0 | 452.61
04/19/2024 23:00:00 | 04/19/2024 23:00:00 | 0 | 0 | 0 | 449.28
04/20/2024 00:00:00 | 04/20/2024 00:00:00 | 0 | 0 | 0 | 447.49
04/20/2024 01:00:00 | 04/20/2024 01:00:00 | 0 | 0 | 0 | 448.77
04/20/2024 02:00:00 | 04/20/2024 02:00:00 | 0 | 0 | 0 | 447.23
04/20/2024 03:00:00 | 04/20/2024 03:00:00 | 0 | 0 | 0 | 449.79
04/20/2024 04:00:00 | 04/20/2024 04:00:00 | 0 | 0 | 0 | 447.75
04/20/2024 05:00:00 | 04/20/2024 05:00:00 | 0 | 0 | 0 | 445.69
04/20/2024 06:00:00 | 04/20/2024 06:00:00 | 34.12 | 34.12 | 0 | 671.49
04/20/2024 07:00:00 | 04/20/2024 07:00:00 | 132.92 | 132.92 | 0 | 629.76
04/20/2024 08:00:00 | 04/20/2024 08:00:00 | 357.69 | 357.69 | 0 | 480
04/20/2024 09:00:00 | 04/20/2024 09:00:00 | 541.03 | 541.03 | 13.57 | 178.18
04/20/2024 10:00:00 | 04/20/2024 10:00:00 | 711.93 | 711.93 | 106.36 | 13.56
04/20/2024 11:00:00 | 04/20/2024 11:00:00 | 709.59 | 709.59 | 33.86 | 147.2
04/20/2024 12:00:00 | 04/20/2024 12:00:00 | 686.78 | 686.78 | 36.54 | 193.28
04/20/2024 13:00:00 | 04/20/2024 13:00:00 | 235.32 | 235.32 | 12.87 | 338.18
04/20/2024 14:00:00 | 04/20/2024 14:00:00 | 168.08 | 168.08 | 0 | 284.42
04/20/2024 15:00:00 | 04/20/2024 15:00:00 | 445.86 | 445.86 | 53.57 | 80.38
04/20/2024 16:00:00 | 04/20/2024 16:00:00 | 444.26 | 444.26 | 62.84 | 90.62
04/20/2024 17:00:00 | 04/20/2024 17:00:00 | 354.02 | 354.02 | 6.72 | 112.13
04/20/2024 18:00:00 | 04/20/2024 18:00:00 | 265.44 | 265.44 | 0 | 185.35
04/20/2024 19:00:00 | 04/20/2024 19:00:00 | 61.46 | 61.46 | 0 | 368.64
04/20/2024 20:00:00 | 04/20/2024 20:00:00 | 0.24 | 0.24 | 0 | 423.16
04/20/2024 21:00:00 | 04/20/2024 21:00:00 | 0 | 0 | 0 | 419.08
04/20/2024 22:00:00 | 04/20/2024 22:00:00 | 0 | 0 | 0 | 419.07
04/20/2024 23:00:00 | 04/20/2024 23:00:00 | 0 | 0 | 0 | 423.68
04/21/2024 00:00:00 | 04/21/2024 00:00:00 | 0 | 0 | 0 | 428.29
04/21/2024 01:00:00 | 04/21/2024 01:00:00 | 0 | 0 | 0 | 435.45
04/21/2024 02:00:00 | 04/21/2024 02:00:00 | 0 | 0 | 0 | 402.43
04/21/2024 03:00:00 | 04/21/2024 03:00:00 | 0 | 0 | 0 | 367.62
04/21/2024 04:00:00 | 04/21/2024 04:00:00 | 0 | 0 | 0 | 367.36
04/21/2024 05:00:00 | 04/21/2024 05:00:00 | 0 | 0 | 0 | 365.57
04/21/2024 06:00:00 | 04/21/2024 06:00:00 | 31.95 | 31.95 | 0 | 331.01
04/21/2024 07:00:00 | 04/21/2024 07:00:00 | 188.24 | 188.24 | 0 | 165.12
04/21/2024 08:00:00 | 04/21/2024 08:00:00 | 364.11 | 364.11 | 24.58 | 19.96
04/21/2024 09:00:00 | 04/21/2024 09:00:00 | 550.8 | 550.8 | 178.75 | 0
04/21/2024 10:00:00 | 04/21/2024 10:00:00 | 714.91 | 714.91 | 328.45 | 0
04/21/2024 11:00:00 | 04/21/2024 11:00:00 | 833.47 | 833.47 | 439.3 | 0
04/21/2024 12:00:00 | 04/21/2024 12:00:00 | 898.18 | 898.18 | 496.96 | 0
04/21/2024 13:00:00 | 04/21/2024 13:00:00 | 940.67 | 940.67 | 535.8 | 0
04/21/2024 14:00:00 | 04/21/2024 14:00:00 | 469.44 | 469.44 | 193.8 | 95.75
04/21/2024 15:00:00 | 04/21/2024 15:00:00 | 138.22 | 138.22 | 0 | 211.2
04/21/2024 16:00:00 | 04/21/2024 16:00:00 | 198.55 | 198.55 | 0 | 157.95
04/21/2024 17:00:00 | 04/21/2024 17:00:00 | 190 | 190 | 0 | 168.7
04/21/2024 18:00:00 | 04/21/2024 18:00:00 | 112.94 | 112.94 | 0 | 240.39
04/21/2024 19:00:00 | 04/21/2024 19:00:00 | 35.4 | 35.4 | 0 | 314.37
04/21/2024 20:00:00 | 04/21/2024 20:00:00 | 0.28 | 0.28 | 0 | 352.76
04/21/2024 21:00:00 | 04/21/2024 21:00:00 | 0 | 0 | 0 | 353.8
04/21/2024 22:00:00 | 04/21/2024 22:00:00 | 0 | 0 | 0 | 354.04
04/21/2024 23:00:00 | 04/21/2024 23:00:00 | 0 | 0 | 0 | 355.33
04/22/2024 00:00:00 | 04/22/2024 00:00:00 | 0 | 0 | 0 | 353.79
04/22/2024 01:00:00 | 04/22/2024 01:00:00 | 0 | 0 | 0 | 355.84
04/22/2024 02:00:00 | 04/22/2024 02:00:00 | 0 | 0 | 0 | 355.84
04/22/2024 03:00:00 | 04/22/2024 03:00:00 | 0 | 0 | 0 | 356.61
04/22/2024 04:00:00 | 04/22/2024 04:00:00 | 0 | 0 | 0 | 357.12
04/22/2024 05:00:00 | 04/22/2024 05:00:00 | 0 | 0 | 0 | 360.45
04/22/2024 06:00:00 | 04/22/2024 06:00:00 | 25.69 | 25.69 | 0 | 604.93
04/22/2024 07:00:00 | 04/22/2024 07:00:00 | 150.33 | 150.33 | 0 | 903.93
04/22/2024 08:00:00 | 04/22/2024 08:00:00 | 351.59 | 351.59 | 0 | 733.7
04/22/2024 09:00:00 | 04/22/2024 09:00:00 | 454.69 | 454.69 | 0 | 658.43
04/22/2024 10:00:00 | 04/22/2024 10:00:00 | 565.58 | 565.58 | 0 | 516.61
04/22/2024 11:00:00 | 04/22/2024 11:00:00 | 608.36 | 608.36 | 0 | 403.71
04/22/2024 12:00:00 | 04/22/2024 12:00:00 | 429.23 | 429.23 | 0 | 488.71
04/22/2024 13:00:00 | 04/22/2024 13:00:00 | 204.46 | 204.46 | 0 | 619.26
04/22/2024 14:00:00 | 04/22/2024 14:00:00 | 161.47 | 161.47 | 0 | 855.3
04/22/2024 15:00:00 | 04/22/2024 15:00:00 | 180.94 | 180.94 | 0 | 683.77
04/22/2024 16:00:00 | 04/22/2024 16:00:00 | 109.04 | 109.04 | 0 | 723.71
04/22/2024 17:00:00 | 04/22/2024 17:00:00 | 31.83 | 31.83 | 0 | 799.49
04/22/2024 18:00:00 | 04/22/2024 18:00:00 | 9.17 | 9.17 | 0 | 569.35
04/22/2024 19:00:00 | 04/22/2024 19:00:00 | 2.63 | 2.63 | 0 | 521.98
04/22/2024 20:00:00 | 04/22/2024 20:00:00 | 0 | 0 | 0 | 814.59
04/22/2024 21:00:00 | 04/22/2024 21:00:00 | 0 | 0 | 0 | 717.06
04/22/2024 22:00:00 | 04/22/2024 22:00:00 | 0 | 0 | 0 | 496.64
04/22/2024 23:00:00 | 04/22/2024 23:00:00 | 0 | 0 | 0 | 476.16
04/23/2024 00:00:00 | 04/23/2024 00:00:00 | 0 | 0 | 0 | 474.62
04/23/2024 01:00:00 | 04/23/2024 01:00:00 | 0 | 0 | 0 | 476.16
04/23/2024 02:00:00 | 04/23/2024 02:00:00 | 0 | 0 | 0 | 476.42
04/23/2024 03:00:00 | 04/23/2024 03:00:00 | 0 | 0 | 0 | 476.16
04/23/2024 04:00:00 | 04/23/2024 04:00:00 | 0 | 0 | 0 | 476.41
04/23/2024 05:00:00 | 04/23/2024 05:00:00 | 0.01 | 0.01 | 0 | 471.04
04/23/2024 06:00:00 | 04/23/2024 06:00:00 | 9.7 | 9.7 | 0 | 796.42
04/23/2024 07:00:00 | 04/23/2024 07:00:00 | 28.89 | 28.89 | 0 | 1013.25
04/23/2024 08:00:00 | 04/23/2024 08:00:00 | 100.1 | 100.1 | 0 | 974.08
04/23/2024 09:00:00 | 04/23/2024 09:00:00 | 89.22 | 89.22 | 0 | 915.97
04/23/2024 10:00:00 | 04/23/2024 10:00:00 | 115.38 | 115.38 | 0 | 1024
04/23/2024 11:00:00 | 04/23/2024 11:00:00 | 219.42 | 219.42 | 0 | 425.47
04/23/2024 12:00:00 | 04/23/2024 12:00:00 | 353.49 | 353.49 | 0 | 581.63
04/23/2024 13:00:00 | 04/23/2024 13:00:00 | 370.51 | 370.51 | 0 | 640.77
04/23/2024 14:00:00 | 04/23/2024 14:00:00 | 259.99 | 259.99 | 0 | 850.17
04/23/2024 15:00:00 | 04/23/2024 15:00:00 | 221.83 | 221.83 | 0 | 389.64
04/23/2024 16:00:00 | 04/23/2024 16:00:00 | 95.99 | 95.99 | 0 | 440.06
04/23/2024 17:00:00 | 04/23/2024 17:00:00 | 148.07 | 148.07 | 0 | 359.42
04/23/2024 18:00:00 | 04/23/2024 18:00:00 | 130.55 | 130.55 | 0 | 343.81
04/23/2024 19:00:00 | 04/23/2024 19:00:00 | 31.16 | 31.16 | 0 | 426.24
04/23/2024 20:00:00 | 04/23/2024 20:00:00 | 0.08 | 0.08 | 0 | 451.59
04/23/2024 21:00:00 | 04/23/2024 21:00:00 | 0 | 0 | 0 | 451.84
04/23/2024 22:00:00 | 04/23/2024 22:00:00 | 0 | 0 | 0 | 450.81
04/23/2024 23:00:00 | 04/23/2024 23:00:00 | 0 | 0 | 0 | 445.7
04/24/2024 00:00:00 | 04/24/2024 00:00:00 | 0 | 0 | 0 | 434.43
04/24/2024 01:00:00 | 04/24/2024 01:00:00 | 0 | 0 | 0 | 436.74
04/24/2024 02:00:00 | 04/24/2024 02:00:00 | 0 | 0 | 0 | 437.76
04/24/2024 03:00:00 | 04/24/2024 03:00:00 | 0 | 0 | 0 | 417.28
04/24/2024 04:00:00 | 04/24/2024 04:00:00 | 0 | 0 | 0 | 415.74
04/24/2024 05:00:00 | 04/24/2024 05:00:00 | 0 | 0 | 0 | 416.77
04/24/2024 06:00:00 | 04/24/2024 06:00:00 | 3.62 | 3.62 | 0 | 417.53
04/24/2024 07:00:00 | 04/24/2024 07:00:00 | 30.75 | 30.75 | 0 | 629.76
04/24/2024 08:00:00 | 04/24/2024 08:00:00 | 109.68 | 109.68 | 0 | 576.77
04/24/2024 09:00:00 | 04/24/2024 09:00:00 | 217.72 | 217.72 | 0 | 340.48
04/24/2024 10:00:00 | 04/24/2024 10:00:00 | 189.87 | 189.87 | 0 | 408.58
04/24/2024 11:00:00 | 04/24/2024 11:00:00 | 217.04 | 217.04 | 0 | 319.49
04/24/2024 12:00:00 | 04/24/2024 12:00:00 | 231.12 | 231.12 | 0 | 269.31
04/24/2024 13:00:00 | 04/24/2024 13:00:00 | 424.97 | 424.97 | 11.96 | 102.65
04/24/2024 14:00:00 | 04/24/2024 14:00:00 | 533.68 | 533.68 | 111.43 | 13.83
04/24/2024 15:00:00 | 04/24/2024 15:00:00 | 627.6 | 627.6 | 248.83 | 30.72
04/24/2024 16:00:00 | 04/24/2024 16:00:00 | 187.89 | 187.89 | 0 | 112.13
04/24/2024 17:00:00 | 04/24/2024 17:00:00 | 195.8 | 195.8 | 8.13 | 111.61
04/24/2024 18:00:00 | 04/24/2024 18:00:00 | 253.77 | 253.77 | 14.46 | 64.77
04/24/2024 19:00:00 | 04/24/2024 19:00:00 | 15.16 | 15.16 | 0 | 273.92
04/24/2024 20:00:00 | 04/24/2024 20:00:00 | 0.39 | 0.39 | 0 | 291.33
04/24/2024 21:00:00 | 04/24/2024 21:00:00 | 0 | 0 | 0 | 293.37
04/24/2024 22:00:00 | 04/24/2024 22:00:00 | 0 | 0 | 0 | 294.15
04/24/2024 23:00:00 | 04/24/2024 23:00:00 | 0 | 0 | 0 | 294.91
04/25/2024 00:00:00 | 04/25/2024 00:00:00 | 0 | 0 | 0 | 294.91
04/25/2024 01:00:00 | 04/25/2024 01:00:00 | 0 | 0 | 0 | 295.68
04/25/2024 02:00:00 | 04/25/2024 02:00:00 | 0 | 0 | 0 | 296.45
04/25/2024 03:00:00 | 04/25/2024 03:00:00 | 0 | 0 | 0 | 295.94
04/25/2024 04:00:00 | 04/25/2024 04:00:00 | 0 | 0 | 0 | 296.19
04/25/2024 05:00:00 | 04/25/2024 05:00:00 | 0 | 0 | 0 | 301.05
04/25/2024 06:00:00 | 04/25/2024 06:00:00 | 5.38 | 5.38 | 0 | 290.31
04/25/2024 07:00:00 | 04/25/2024 07:00:00 | 48.53 | 48.53 | 0 | 246.53
04/25/2024 08:00:00 | 04/25/2024 08:00:00 | 105.09 | 105.09 | 0 | 194.04
04/25/2024 09:00:00 | 04/25/2024 09:00:00 | 209.81 | 209.81 | 0 | 95.49
04/25/2024 10:00:00 | 04/25/2024 10:00:00 | 267.98 | 267.98 | 4.74 | 45.06
04/25/2024 11:00:00 | 04/25/2024 11:00:00 | 234.43 | 234.43 | 0.06 | 73.47
04/25/2024 12:00:00 | 04/25/2024 12:00:00 | 263.23 | 263.23 | 1.22 | 47.62
04/25/2024 13:00:00 | 04/25/2024 13:00:00 | 372.29 | 372.29 | 58.69 | 2.81
04/25/2024 14:00:00 | 04/25/2024 14:00:00 | 506.74 | 506.74 | 181.88 | 0
04/25/2024 15:00:00 | 04/25/2024 15:00:00 | 654.23 | 654.23 | 319.11 | 0
04/25/2024 16:00:00 | 04/25/2024 16:00:00 | 662.44 | 662.44 | 326.72 | 0
04/25/2024 17:00:00 | 04/25/2024 17:00:00 | 331.96 | 331.96 | 89.15 | 71.43
04/25/2024 18:00:00 | 04/25/2024 18:00:00 | 181.49 | 181.49 | 10.94 | 133.63
04/25/2024 19:00:00 | 04/25/2024 19:00:00 | 61.82 | 61.82 | 0 | 235.52
04/25/2024 20:00:00 | 04/25/2024 20:00:00 | 0.7 | 0.7 | 0 | 296.7
04/25/2024 21:00:00 | 04/25/2024 21:00:00 | 0 | 0 | 0 | 299.52
04/25/2024 22:00:00 | 04/25/2024 22:00:00 | 0 | 0 | 0 | 299.78
04/25/2024 23:00:00 | 04/25/2024 23:00:00 | 0 | 0 | 0 | 300.54
04/26/2024 00:00:00 | 04/26/2024 00:00:00 | 0 | 0 | 0 | 299.52
04/26/2024 01:00:00 | 04/26/2024 01:00:00 | 0 | 0 | 0 | 300.55
04/26/2024 02:00:00 | 04/26/2024 02:00:00 | 0 | 0 | 0 | 300.54
04/26/2024 03:00:00 | 04/26/2024 03:00:00 | 0 | 0 | 0 | 300.29
04/26/2024 04:00:00 | 04/26/2024 04:00:00 | 0 | 0 | 0 | 300.8
04/26/2024 05:00:00 | 04/26/2024 05:00:00 | 0.24 | 0.24 | 0 | 301.57
04/26/2024 06:00:00 | 04/26/2024 06:00:00 | 22.6 | 22.6 | 0 | 270.33
04/26/2024 07:00:00 | 04/26/2024 07:00:00 | 224.37 | 224.37 | 14.92 | 87.04
04/26/2024 08:00:00 | 04/26/2024 08:00:00 | 401.78 | 401.78 | 104.7 | 1.54
04/26/2024 09:00:00 | 04/26/2024 09:00:00 | 383.91 | 383.91 | 129.86 | 0
04/26/2024 10:00:00 | 04/26/2024 10:00:00 | 654.3 | 654.3 | 381.44 | 0
04/26/2024 11:00:00 | 04/26/2024 11:00:00 | 700.69 | 700.69 | 423.23 | 0
04/26/2024 12:00:00 | 04/26/2024 12:00:00 | 695.96 | 695.96 | 419.01 | 0
04/26/2024 13:00:00 | 04/26/2024 13:00:00 | 696.65 | 696.65 | 425.53 | 0
04/26/2024 14:00:00 | 04/26/2024 14:00:00 | 828.37 | 828.37 | 553.6 | 0
04/26/2024 15:00:00 | 04/26/2024 15:00:00 | 805.19 | 805.19 | 531.97 | 0
04/26/2024 16:00:00 | 04/26/2024 16:00:00 | 602.69 | 602.69 | 347.14 | 3.33
04/26/2024 17:00:00 | 04/26/2024 17:00:00 | 276.92 | 276.92 | 65.6 | 24.06
04/26/2024 18:00:00 | 04/26/2024 18:00:00 | 212 | 212 | 16.19 | 36.35
04/26/2024 19:00:00 | 04/26/2024 19:00:00 | 52.28 | 52.28 | 0 | 169.73
04/26/2024 20:00:00 | 04/26/2024 20:00:00 | 0.78 | 0.78 | 0 | 221.7
04/26/2024 21:00:00 | 04/26/2024 21:00:00 | 0 | 0 | 0 | 222.46
04/26/2024 22:00:00 | 04/26/2024 22:00:00 | 0 | 0 | 0 | 222.98
04/26/2024 23:00:00 | 04/26/2024 23:00:00 | 0 | 0 | 0 | 222.97
04/27/2024 00:00:00 | 04/27/2024 00:00:00 | 0 | 0 | 0 | 222.98
04/27/2024 01:00:00 | 04/27/2024 01:00:00 | 0 | 0 | 0 | 223.49
04/27/2024 02:00:00 | 04/27/2024 02:00:00 | 0 | 0 | 0 | 224
04/27/2024 03:00:00 | 04/27/2024 03:00:00 | 0 | 0 | 0 | 232.19
04/27/2024 04:00:00 | 04/27/2024 04:00:00 | 0 | 0 | 0 | 247.04
04/27/2024 05:00:00 | 04/27/2024 05:00:00 | 0.49 | 0.49 | 0 | 246.78
04/27/2024 06:00:00 | 04/27/2024 06:00:00 | 49.23 | 49.23 | 0 | 197.89
04/27/2024 07:00:00 | 04/27/2024 07:00:00 | 108.84 | 108.84 | 0 | 141.82
04/27/2024 08:00:00 | 04/27/2024 08:00:00 | 184.58 | 184.58 | 3.07 | 73.48
04/27/2024 09:00:00 | 04/27/2024 09:00:00 | 259.97 | 259.97 | 10.62 | 12.54
04/27/2024 10:00:00 | 04/27/2024 10:00:00 | 234.17 | 234.17 | 0.52 | 34.82
04/27/2024 11:00:00 | 04/27/2024 11:00:00 | 336.38 | 336.38 | 63.16 | 2.81
04/27/2024 12:00:00 | 04/27/2024 12:00:00 | 552.94 | 552.94 | 266.56 | 4.1
04/27/2024 13:00:00 | 04/27/2024 13:00:00 | 792.79 | 792.79 | 485.32 | 0
04/27/2024 14:00:00 | 04/27/2024 14:00:00 | 610.42 | 610.42 | 316.16 | 0
04/27/2024 15:00:00 | 04/27/2024 15:00:00 | 297.48 | 297.48 | 46.4 | 21.76
04/27/2024 16:00:00 | 04/27/2024 16:00:00 | 170.4 | 170.4 | 2.49 | 94.21
04/27/2024 17:00:00 | 04/27/2024 17:00:00 | 72.87 | 72.87 | 0 | 170.75
04/27/2024 18:00:00 | 04/27/2024 18:00:00 | 29.49 | 29.49 | 0 | 212.99
04/27/2024 19:00:00 | 04/27/2024 19:00:00 | 9.26 | 9.26 | 0 | 234.5
04/27/2024 20:00:00 | 04/27/2024 20:00:00 | 0 | 0 | 0 | 245.76
04/27/2024 21:00:00 | 04/27/2024 21:00:00 | 0 | 0 | 0 | 246.27
04/27/2024 22:00:00 | 04/27/2024 22:00:00 | 0 | 0 | 0 | 245.76
04/27/2024 23:00:00 | 04/27/2024 23:00:00 | 0 | 0 | 0 | 246.27
04/28/2024 00:00:00 | 04/28/2024 00:00:00 | 0 | 0 | 0 | 245.5
04/28/2024 01:00:00 | 04/28/2024 01:00:00 | 0 | 0 | 0 | 246.28
04/28/2024 02:00:00 | 04/28/2024 02:00:00 | 0 | 0 | 0 | 247.04
04/28/2024 03:00:00 | 04/28/2024 03:00:00 | 0 | 0 | 0 | 247.55
04/28/2024 04:00:00 | 04/28/2024 04:00:00 | 0 | 0 | 0 | 247.29
04/28/2024 05:00:00 | 04/28/2024 05:00:00 | 0.15 | 0.15 | 0 | 247.56
04/28/2024 06:00:00 | 04/28/2024 06:00:00 | 23.21 | 23.21 | 0 | 222.72
04/28/2024 07:00:00 | 04/28/2024 07:00:00 | 129.45 | 129.45 | 0 | 122.62
04/28/2024 08:00:00 | 04/28/2024 08:00:00 | 205.03 | 205.03 | 0.26 | 52.99
04/28/2024 09:00:00 | 04/28/2024 09:00:00 | 389.79 | 389.79 | 120.45 | 0.77
04/28/2024 10:00:00 | 04/28/2024 10:00:00 | 539.49 | 539.49 | 258.62 | 0
04/28/2024 11:00:00 | 04/28/2024 11:00:00 | 606.69 | 606.69 | 322.37 | 0
04/28/2024 12:00:00 | 04/28/2024 12:00:00 | 849.03 | 849.03 | 546.94 | 0
04/28/2024 13:00:00 | 04/28/2024 13:00:00 | 844.05 | 844.05 | 543.87 | 0
04/28/2024 14:00:00 | 04/28/2024 14:00:00 | 816.99 | 816.99 | 518.21 | 0
04/28/2024 15:00:00 | 04/28/2024 15:00:00 | 676.07 | 676.07 | 387.27 | 0
04/28/2024 16:00:00 | 04/28/2024 16:00:00 | 555.5 | 555.5 | 275.2 | 0
04/28/2024 17:00:00 | 04/28/2024 17:00:00 | 393.48 | 393.48 | 123.26 | 0
04/28/2024 18:00:00 | 04/28/2024 18:00:00 | 148.22 | 148.22 | 0.96 | 108.03
04/28/2024 19:00:00 | 04/28/2024 19:00:00 | 33.82 | 33.82 | 0 | 214.27
04/28/2024 20:00:00 | 04/28/2024 20:00:00 | 1.11 | 1.11 | 0 | 249.35
04/28/2024 21:00:00 | 04/28/2024 21:00:00 | 0 | 0 | 0 | 252.67
04/28/2024 22:00:00 | 04/28/2024 22:00:00 | 0 | 0 | 0 | 251.39
04/28/2024 23:00:00 | 04/28/2024 23:00:00 | 0 | 0 | 0 | 252.16
04/29/2024 00:00:00 | 04/29/2024 00:00:00 | 0 | 0 | 0 | 250.88
04/29/2024 01:00:00 | 04/29/2024 01:00:00 | 0 | 0 | 0 | 251.65
04/29/2024 02:00:00 | 04/29/2024 02:00:00 | 0 | 0 | 0 | 252.16
04/29/2024 03:00:00 | 04/29/2024 03:00:00 | 0 | 0 | 0 | 252.67
04/29/2024 04:00:00 | 04/29/2024 04:00:00 | 0 | 0 | 0 | 252.67
04/29/2024 05:00:00 | 04/29/2024 05:00:00 | 0.23 | 0.23 | 0 | 253.7
04/29/2024 06:00:00 | 04/29/2024 06:00:00 | 47.61 | 47.61 | 0 | 236.29
04/29/2024 07:00:00 | 04/29/2024 07:00:00 | 205.76 | 205.76 | 90.62 | 20.73
04/29/2024 08:00:00 | 04/29/2024 08:00:00 | 386.58 | 386.58 | 259.01 | 0
04/29/2024 09:00:00 | 04/29/2024 09:00:00 | 569.75 | 569.75 | 431.68 | 0
04/29/2024 10:00:00 | 04/29/2024 10:00:00 | 721.35 | 721.35 | 578.75 | 0
04/29/2024 11:00:00 | 04/29/2024 11:00:00 | 817.47 | 817.47 | 700.74 | 0
04/29/2024 12:00:00 | 04/29/2024 12:00:00 | 866.26 | 866.26 | 748.54 | 0
04/29/2024 13:00:00 | 04/29/2024 13:00:00 | 879.47 | 879.47 | 757.83 | 0
04/29/2024 14:00:00 | 04/29/2024 14:00:00 | 825.57 | 825.57 | 708.61 | 0
04/29/2024 15:00:00 | 04/29/2024 15:00:00 | 732.4 | 732.4 | 622.27 | 0
04/29/2024 16:00:00 | 04/29/2024 16:00:00 | 591.88 | 591.88 | 495.42 | 0
04/29/2024 17:00:00 | 04/29/2024 17:00:00 | 422.88 | 422.88 | 345.73 | 0
04/29/2024 18:00:00 | 04/29/2024 18:00:00 | 235.61 | 235.61 | 171.65 | 0
04/29/2024 19:00:00 | 04/29/2024 19:00:00 | 59.86 | 59.86 | 19.77 | 11.01
04/29/2024 20:00:00 | 04/29/2024 20:00:00 | 1.18 | 1.18 | 0 | 50.18
04/29/2024 21:00:00 | 04/29/2024 21:00:00 | 0 | 0 | 0 | 52.48
04/29/2024 22:00:00 | 04/29/2024 22:00:00 | 0 | 0 | 0 | 51.45
04/29/2024 23:00:00 | 04/29/2024 23:00:00 | 0 | 0 | 0 | 50.95
04/30/2024 00:00:00 | 04/30/2024 00:00:00 | 0 | 0 | 0 | 50.94
04/30/2024 01:00:00 | 04/30/2024 01:00:00 | 0 | 0 | 0 | 50.18
04/30/2024 02:00:00 | 04/30/2024 02:00:00 | 0 | 0 | 0 | 50.17
04/30/2024 03:00:00 | 04/30/2024 03:00:00 | 0 | 0 | 0 | 50.18
04/30/2024 04:00:00 | 04/30/2024 04:00:00 | 0 | 0 | 0 | 49.92
04/30/2024 05:00:00 | 04/30/2024 05:00:00 | 0.61 | 0.61 | 0 | 49.15
04/30/2024 06:00:00 | 04/30/2024 06:00:00 | 55.99 | 55.99 | 16.45 | 10.75
04/30/2024 07:00:00 | 04/30/2024 07:00:00 | 201.58 | 201.58 | 137.54 | 0
04/30/2024 08:00:00 | 04/30/2024 08:00:00 | 363.06 | 363.06 | 286.85 | 0
04/30/2024 09:00:00 | 04/30/2024 09:00:00 | 536.18 | 536.18 | 447.61 | 0
04/30/2024 10:00:00 | 04/30/2024 10:00:00 | 695.09 | 695.09 | 594.63 | 0
04/30/2024 11:00:00 | 04/30/2024 11:00:00 | 788 | 788 | 681.92 | 0
04/30/2024 12:00:00 | 04/30/2024 12:00:00 | 844.06 | 844.06 | 730.36 | 0
04/30/2024 13:00:00 | 04/30/2024 13:00:00 | 856.63 | 856.63 | 746.5 | 0
04/30/2024 14:00:00 | 04/30/2024 14:00:00 | 806.76 | 806.76 | 702.46 | 0
04/30/2024 15:00:00 | 04/30/2024 15:00:00 | 717.5 | 717.5 | 618.69 | 0
04/30/2024 16:00:00 | 04/30/2024 16:00:00 | 581.21 | 581.21 | 493.12 | 0
04/30/2024 17:00:00 | 04/30/2024 17:00:00 | 405.54 | 405.54 | 331.71 | 0
04/30/2024 18:00:00 | 04/30/2024 18:00:00 | 195.09 | 195.09 | 135.68 | 0
04/30/2024 19:00:00 | 04/30/2024 19:00:00 | 54.93 | 54.93 | 13.44 | 9.22
04/30/2024 20:00:00 | 04/30/2024 20:00:00 | 1.54 | 1.54 | 0 | 48.38
04/30/2024 21:00:00 | 04/30/2024 21:00:00 | 0 | 0 | 0 | 51.2
04/30/2024 22:00:00 | 04/30/2024 22:00:00 | 0 | 0 | 0 | 51.2
04/30/2024 23:00:00 | 04/30/2024 23:00:00 | 0 | 0 | 0 | 51.2
2024-01-05 | 45296 | 0 | 0 | 0 | 50.95
2024-01-05 01:00 | 45296.0417 | 0 | 0 | 0 | 50.69
2024-01-05 02:00 | 45296.0833 | 0 | 0 | 0 | 51.2
2024-01-05 03:00 | 45296.125 | 0 | 0 | 0 | 50.43
2024-01-05 04:00 | 45296.1667 | 0 | 0 | 0 | 49.92
2024-01-05 05:00 | 45296.2083 | 0.52 | 0.52 | 0 | 48.64
2024-01-05 06:00 | 45296.25 | 38.39 | 38.39 | 7.94 | 17.15
2024-01-05 07:00 | 45296.2917 | 132.85 | 132.85 | 80 | 0
2024-01-05 08:00 | 45296.3333 | 155.86 | 155.86 | 99.84 | 0
2024-01-05 09:00 | 45296.375 | 418.79 | 418.79 | 346.11 | 0
2024-01-05 10:00 | 45296.4167 | 563.9 | 563.9 | 478.91 | 0
2024-01-05 11:00 | 45296.4583 | 581.59 | 581.59 | 494.4 | 0
2024-01-05 12:00 | 45296.5 | 454.92 | 454.92 | 378.63 | 0
2024-01-05 13:00 | 45296.5417 | 405.69 | 405.69 | 331.84 | 0
2024-01-05 14:00 | 45296.5833 | 502.51 | 502.51 | 422.65 | 0
2024-01-05 15:00 | 45296.625 | 502.64 | 502.64 | 423.43 | 0
2024-01-05 16:00 | 45296.6667 | 171.47 | 171.47 | 114.11 | 0
2024-01-05 17:00 | 45296.7083 | 35.12 | 35.12 | 4.22 | 17.41
2024-01-05 18:00 | 45296.75 | 49.33 | 49.33 | 12.42 | 12.29
2024-01-05 19:00 | 45296.7917 | 8.63 | 8.63 | 0 | 39.93
2024-01-05 20:00 | 45296.8333 | 0.15 | 0.15 | 0 | 50.18
2024-01-05 21:00 | 45296.875 | 0 | 0 | 0 | 50.43
2024-01-05 22:00 | 45296.9167 | 0 | 0 | 0 | 49.92
2024-01-05 23:00 | 45296.9583 | 0 | 0 | 0 | 49.92
2024-02-05 | 45327 | 0 | 0 | 0 | 49.41
2024-02-05 01:00 | 45327.0417 | 0 | 0 | 0 | 49.66
2024-02-05 02:00 | 45327.0833 | 0 | 0 | 0 | 49.41
2024-02-05 03:00 | 45327.125 | 0 | 0 | 0 | 49.92
2024-02-05 04:00 | 45327.1667 | 0 | 0 | 0 | 50.43
2024-02-05 05:00 | 45327.2083 | 0 | 0 | 0 | 50.18
2024-02-05 06:00 | 45327.25 | 34.49 | 34.49 | 11.26 | 30.46
2024-02-05 07:00 | 45327.2917 | 85.99 | 85.99 | 0.07 | 274.43
2024-02-05 08:00 | 45327.3333 | 127.88 | 127.88 | 2.43 | 256.77
2024-02-05 09:00 | 45327.375 | 109.46 | 109.46 | 17.86 | 135.68
2024-02-05 10:00 | 45327.4167 | 325.19 | 325.19 | 18.24 | 87.81
2024-02-05 11:00 | 45327.4583 | 284.23 | 284.23 | 78.59 | 22.53
2024-02-05 12:00 | 45327.5 | 385.38 | 385.38 | 79.68 | 70.91
2024-02-05 13:00 | 45327.5417 | 563.24 | 563.24 | 205.12 | 1.02
2024-02-05 14:00 | 45327.5833 | 599.68 | 599.68 | 328.57 | 7.43
2024-02-05 15:00 | 45327.625 | 226.94 | 226.94 | 132.48 | 0.25
2024-02-05 16:00 | 45327.6667 | 129.83 | 129.83 | 66.37 | 0
2024-02-05 17:00 | 45327.7083 | 69.92 | 69.92 | 20.74 | 1.8
2024-02-05 18:00 | 45327.75 | 77.69 | 77.69 | 27.65 | 0.51
2024-02-05 19:00 | 45327.7917 | 73.7 | 73.7 | 28.03 | 3.33
2024-02-05 20:00 | 45327.8333 | 2.7 | 2.7 | 0 | 45.05
2024-02-05 21:00 | 45327.875 | 0 | 0 | 0 | 47.87
2024-02-05 22:00 | 45327.9167 | 0 | 0 | 0 | 48.13
2024-02-05 23:00 | 45327.9583 | 0 | 0 | 0 | 47.87
2024-03-05 | 45356 | 0 | 0 | 0 | 47.62
2024-03-05 01:00 | 45356.0417 | 0 | 0 | 0 | 47.62
2024-03-05 02:00 | 45356.0833 | 0 | 0 | 0 | 47.61
2024-03-05 03:00 | 45356.125 | 0 | 0 | 0 | 47.62
2024-03-05 04:00 | 45356.1667 | 0 | 0 | 0 | 47.1
2024-03-05 05:00 | 45356.2083 | 0.76 | 0.76 | 0 | 46.85
2024-03-05 06:00 | 45356.25 | 51.72 | 51.72 | 13.57 | 9.47
2024-03-05 07:00 | 45356.2917 | 128.89 | 128.89 | 68.86 | 0
2024-03-05 08:00 | 45356.3333 | 196.49 | 196.49 | 132.29 | 0
2024-03-05 09:00 | 45356.375 | 303.17 | 303.17 | 230.46 | 0
2024-03-05 10:00 | 45356.4167 | 285.05 | 285.05 | 213.51 | 0
2024-03-05 11:00 | 45356.4583 | 247.29 | 247.29 | 177.4 | 0
2024-03-05 12:00 | 45356.5 | 261.91 | 261.91 | 190.98 | 0
2024-03-05 13:00 | 45356.5417 | 352.26 | 352.26 | 276.03 | 0
2024-03-05 14:00 | 45356.5833 | 319.15 | 319.15 | 245.89 | 0
2024-03-05 15:00 | 45356.625 | 246.54 | 246.54 | 177.47 | 0
2024-03-05 16:00 | 45356.6667 | 185.1 | 185.1 | 121.6 | 0
2024-03-05 17:00 | 45356.7083 | 181.77 | 181.77 | 119.94 | 0
2024-03-05 18:00 | 45356.75 | 135.11 | 135.11 | 76.61 | 0
2024-03-05 19:00 | 45356.7917 | 36.1 | 36.1 | 1.08 | 17.15
2024-03-05 20:00 | 45356.8333 | 0.84 | 0.84 | 0 | 52.48
2024-03-05 21:00 | 45356.875 | 0 | 0 | 0 | 53.76
2024-03-05 22:00 | 45356.9167 | 0 | 0 | 0 | 53.51
2024-03-05 23:00 | 45356.9583 | 0 | 0 | 0 | 53.5
2024-04-05 | 45387 | 0 | 0 | 0 | 53.76
2024-04-05 01:00 | 45387.0417 | 0 | 0 | 0 | 53.25
2024-04-05 02:00 | 45387.0833 | 0 | 0 | 0 | 54.02
2024-04-05 03:00 | 45387.125 | 0 | 0 | 0 | 53.5
2024-04-05 04:00 | 45387.1667 | 0 | 0 | 0 | 53.5
2024-04-05 05:00 | 45387.2083 | 0.04 | 0.04 | 0 | 52.48
2024-04-05 06:00 | 45387.25 | 34.32 | 34.32 | 10.5 | 28.16
2024-04-05 07:00 | 45387.2917 | 141.41 | 141.41 | 84.54 | 0
2024-04-05 08:00 | 45387.3333 | 182.19 | 182.19 | 122.31 | 0
2024-04-05 09:00 | 45387.375 | 237.02 | 237.02 | 173.31 | 0
2024-04-05 10:00 | 45387.4167 | 522.12 | 522.12 | 438.91 | 0
2024-04-05 11:00 | 45387.4583 | 417.37 | 417.37 | 341.7 | 0
2024-04-05 12:00 | 45387.5 | 478.07 | 478.07 | 400.96 | 0
2024-04-05 13:00 | 45387.5417 | 892.88 | 892.88 | 785.53 | 0
2024-04-05 14:00 | 45387.5833 | 849.4 | 849.4 | 744.84 | 0
2024-04-05 15:00 | 45387.625 | 759.27 | 759.27 | 660.86 | 0
2024-04-05 16:00 | 45387.6667 | 620.92 | 620.92 | 532.16 | 0
2024-04-05 17:00 | 45387.7083 | 440.02 | 440.02 | 365.31 | 0
2024-04-05 18:00 | 45387.75 | 143.41 | 143.41 | 89.28 | 0.52
2024-04-05 19:00 | 45387.7917 | 36.66 | 36.66 | 1.67 | 12.54
2024-04-05 20:00 | 45387.8333 | 1.6 | 1.6 | 0 | 47.36
2024-04-05 21:00 | 45387.875 | 0 | 0 | 0 | 49.66
2024-04-05 22:00 | 45387.9167 | 0 | 0 | 0 | 49.67
2024-04-05 23:00 | 45387.9583 | 0 | 0 | 0 | 49.15
2024-05-05 | 45417 | 0 | 0 | 0 | 48.9
2024-05-05 01:00 | 45417.0417 | 0 | 0 | 0 | 49.4
2024-05-05 02:00 | 45417.0833 | 0 | 0 | 0 | 48.9
2024-05-05 03:00 | 45417.125 | 0 | 0 | 0 | 49.41
2024-05-05 04:00 | 45417.1667 | 0 | 0 | 0 | 48.89
2024-05-05 05:00 | 45417.2083 | 1.11 | 1.11 | 0 | 47.88
2024-05-05 06:00 | 45417.25 | 40.16 | 40.16 | 5.18 | 11.52
2024-05-05 07:00 | 45417.2917 | 92.58 | 92.58 | 42.43 | 0
2024-05-05 08:00 | 45417.3333 | 253.71 | 253.71 | 191.68 | 0
2024-05-05 09:00 | 45417.375 | 511.76 | 511.76 | 430.79 | 0
2024-05-05 10:00 | 45417.4167 | 715.07 | 715.07 | 619.71 | 0
2024-05-05 11:00 | 45417.4583 | 811.72 | 811.72 | 709.44 | 0
2024-05-05 12:00 | 45417.5 | 764.43 | 764.43 | 665.34 | 0
2024-05-05 13:00 | 45417.5417 | 876.23 | 876.23 | 770.11 | 0
2024-05-05 14:00 | 45417.5833 | 660.8 | 660.8 | 568.96 | 0
2024-05-05 15:00 | 45417.625 | 270.19 | 270.19 | 205.64 | 0
2024-05-05 16:00 | 45417.6667 | 138.69 | 138.69 | 84.41 | 0
2024-05-05 17:00 | 45417.7083 | 95.23 | 95.23 | 45.31 | 0.51
2024-05-05 18:00 | 45417.75 | 54.09 | 54.09 | 6.02 | 0.25
2024-05-05 19:00 | 45417.7917 | 21.74 | 21.74 | 0 | 24.84
2024-05-05 20:00 | 45417.8333 | 0.81 | 0.81 | 0 | 47.61
2024-05-05 21:00 | 45417.875 | 0 | 0 | 0 | 49.15
2024-05-05 22:00 | 45417.9167 | 0 | 0 | 0 | 49.67
2024-05-05 23:00 | 45417.9583 | 0 | 0 | 0 | 49.41
2024-06-05 | 45448 | 0 | 0 | 0 | 49.15
2024-06-05 01:00 | 45448.0417 | 0 | 0 | 0 | 49.15
2024-06-05 02:00 | 45448.0833 | 0 | 0 | 0 | 48.9
2024-06-05 03:00 | 45448.125 | 0 | 0 | 0 | 49.66
2024-06-05 04:00 | 45448.1667 | 0 | 0 | 0 | 48.9
2024-06-05 05:00 | 45448.2083 | 1.95 | 1.95 | 0 | 47.36
2024-06-05 06:00 | 45448.25 | 74.71 | 74.71 | 30.78 | 5.63
2024-06-05 07:00 | 45448.2917 | 128.14 | 128.14 | 69.51 | 0
2024-06-05 08:00 | 45448.3333 | 136.4 | 136.4 | 72.96 | 0
2024-06-05 09:00 | 45448.375 | 407.38 | 407.38 | 322.43 | 0
2024-06-05 10:00 | 45448.4167 | 627.03 | 627.03 | 527.68 | 0
2024-06-05 11:00 | 45448.4583 | 506.45 | 506.45 | 415.62 | 0
2024-06-05 12:00 | 45448.5 | 719.95 | 719.95 | 612.8 | 0
2024-06-05 13:00 | 45448.5417 | 589.41 | 589.41 | 493.24 | 0
2024-06-05 14:00 | 45448.5833 | 411.32 | 411.32 | 327.24 | 0
2024-06-05 15:00 | 45448.625 | 245.72 | 245.72 | 172.09 | 0
2024-06-05 16:00 | 45448.6667 | 94.42 | 94.42 | 36.74 | 0
2024-06-05 17:00 | 45448.7083 | 131.06 | 131.06 | 85.57 | 0
2024-06-05 18:00 | 45448.75 | 58.77 | 58.77 | 17.85 | 0
2024-06-05 19:00 | 45448.7917 | 33.79 | 33.79 | 2.05 | 7.68
2024-06-05 20:00 | 45448.8333 | 2.41 | 2.41 | 0 | 38.4
2024-06-05 21:00 | 45448.875 | 0 | 0 | 0 | 40.96
2024-06-05 22:00 | 45448.9167 | 0 | 0 | 0 | 41.98
2024-06-05 23:00 | 45448.9583 | 0 | 0 | 0 | 41.73
2024-07-05 | 45478 | 0 | 0 | 0 | 41.22
2024-07-05 01:00 | 45478.0417 | 0 | 0 | 0 | 40.96
2024-07-05 02:00 | 45478.0833 | 0 | 0 | 0 | 41.21
2024-07-05 03:00 | 45478.125 | 0 | 0 | 0 | 40.96
2024-07-05 04:00 | 45478.1667 | 0 | 0 | 0 | 40.96
2024-07-05 05:00 | 45478.2083 | 0.59 | 0.59 | 0 | 39.94
2024-07-05 06:00 | 45478.25 | 30.45 | 30.45 | 4.16 | 12.8
2024-07-05 07:00 | 45478.2917 | 58.34 | 58.34 | 9.41 | 3.58
2024-07-05 08:00 | 45478.3333 | 103.72 | 103.72 | 27.97 | 3.33
2024-07-05 09:00 | 45478.375 | 129.12 | 129.12 | 57.34 | 0
2024-07-05 10:00 | 45478.4167 | 160.3 | 160.3 | 86.66 | 0
2024-07-05 11:00 | 45478.4583 | 201.64 | 201.64 | 124.67 | 0
2024-07-05 12:00 | 45478.5 | 240.48 | 240.48 | 158.97 | 0
2024-07-05 13:00 | 45478.5417 | 304.58 | 304.58 | 219.84 | 0
2024-07-05 14:00 | 45478.5833 | 181.95 | 181.95 | 97.09 | 0
2024-07-05 15:00 | 45478.625 | 119.96 | 119.96 | 48.32 | 0
2024-07-05 16:00 | 45478.6667 | 88.14 | 88.14 | 38.47 | 6.91
2024-07-05 17:00 | 45478.7083 | 85.82 | 85.82 | 31.23 | 0
2024-07-05 18:00 | 45478.75 | 48.73 | 48.73 | 1.92 | 4.61
2024-07-05 19:00 | 45478.7917 | 24.7 | 24.7 | 0 | 23.55
2024-07-05 20:00 | 45478.8333 | 1.1 | 1.1 | 0 | 51.71
2024-07-05 21:00 | 45478.875 | 0 | 0 | 0 | 56.58
2024-07-05 22:00 | 45478.9167 | 0 | 0 | 0 | 56.06
2024-07-05 23:00 | 45478.9583 | 0 | 0 | 0 | 56.84
2024-08-05 | 45509 | 0 | 0 | 0 | 56.06
2024-08-05 01:00 | 45509.0417 | 0 | 0 | 0 | 56.83
2024-08-05 02:00 | 45509.0833 | 0 | 0 | 0 | 56.07
2024-08-05 03:00 | 45509.125 | 0 | 0 | 0 | 56.32
2024-08-05 04:00 | 45509.1667 | 0 | 0 | 0 | 56.32
2024-08-05 05:00 | 45509.2083 | 0.09 | 0.09 | 0 | 55.8
2024-08-05 06:00 | 45509.25 | 13.01 | 13.01 | 0 | 40.71
2024-08-05 07:00 | 45509.2917 | 77.26 | 77.26 | 13.18 | 4.61
2024-08-05 08:00 | 45509.3333 | 143.25 | 143.25 | 69.7 | 0
2024-08-05 09:00 | 45509.375 | 374.32 | 374.32 | 288.57 | 0
2024-08-05 10:00 | 45509.4167 | 323.15 | 323.15 | 235.46 | 0
2024-08-05 11:00 | 45509.4583 | 358.36 | 358.36 | 271.3 | 0
2024-08-05 12:00 | 45509.5 | 382.33 | 382.33 | 298.49 | 0
2024-08-05 13:00 | 45509.5417 | 487.44 | 487.44 | 395.07 | 0
2024-08-05 14:00 | 45509.5833 | 608.37 | 608.37 | 506.24 | 0
2024-08-05 15:00 | 45509.625 | 502.86 | 502.86 | 406.21 | 0
2024-08-05 16:00 | 45509.6667 | 596.94 | 596.94 | 517.83 | 0
2024-08-05 17:00 | 45509.7083 | 256.44 | 256.44 | 200.83 | 0
2024-08-05 18:00 | 45509.75 | 93.56 | 93.56 | 49.34 | 0
2024-08-05 19:00 | 45509.7917 | 27.66 | 27.66 | 0.64 | 12.8
2024-08-05 20:00 | 45509.8333 | 0.63 | 0.63 | 0 | 39.68
2024-08-05 21:00 | 45509.875 | 0 | 0 | 0 | 40.96
2024-08-05 22:00 | 45509.9167 | 0 | 0 | 0 | 40.7
2024-08-05 23:00 | 45509.9583 | 0 | 0 | 0 | 40.7
2024-09-05 | 45540 | 0 | 0 | 0 | 40.96
2024-09-05 01:00 | 45540.0417 | 0 | 0 | 0 | 40.96
2024-09-05 02:00 | 45540.0833 | 0 | 0 | 0 | 40.96
2024-09-05 03:00 | 45540.125 | 0 | 0 | 0 | 40.96
2024-09-05 04:00 | 45540.1667 | 0 | 0 | 0 | 40.96
2024-09-05 05:00 | 45540.2083 | 2.02 | 2.02 | 0 | 37.89
2024-09-05 06:00 | 45540.25 | 56.95 | 56.95 | 20.8 | 4.1
2024-09-05 07:00 | 45540.2917 | 233.87 | 233.87 | 182.02 | 0
2024-09-05 08:00 | 45540.3333 | 425.99 | 425.99 | 347.97 | 0
2024-09-05 09:00 | 45540.375 | 579.46 | 579.46 | 476.22 | 0
2024-09-05 10:00 | 45540.4167 | 693.6 | 693.6 | 592.32 | 0
2024-09-05 11:00 | 45540.4583 | 740.23 | 740.23 | 636.03 | 0
2024-09-05 12:00 | 45540.5 | 711.95 | 711.95 | 608.51 | 0
2024-09-05 13:00 | 45540.5417 | 604.88 | 604.88 | 510.47 | 0
2024-09-05 14:00 | 45540.5833 | 550.71 | 550.71 | 459.45 | 0
2024-09-05 15:00 | 45540.625 | 623.89 | 623.89 | 527.24 | 0
2024-09-05 16:00 | 45540.6667 | 582.37 | 582.37 | 488.38 | 0
2024-09-05 17:00 | 45540.7083 | 427.44 | 427.44 | 351.68 | 0
2024-09-05 18:00 | 45540.75 | 267.43 | 267.43 | 202.69 | 0
2024-09-05 19:00 | 45540.7917 | 97.64 | 97.64 | 45.89 | 1.28
2024-09-05 20:00 | 45540.8333 | 4.88 | 4.88 | 0 | 43.77
2024-09-05 21:00 | 45540.875 | 0 | 0 | 0 | 49.41
2024-09-05 22:00 | 45540.9167 | 0 | 0 | 0 | 48.39
2024-09-05 23:00 | 45540.9583 | 0 | 0 | 0 | 47.1
2024-10-05 | 45570 | 0 | 0 | 0 | 46.85
2024-10-05 01:00 | 45570.0417 | 0 | 0 | 0 | 47.36
2024-10-05 02:00 | 45570.0833 | 0 | 0 | 0 | 46.85
2024-10-05 03:00 | 45570.125 | 0 | 0 | 0 | 47.36
2024-10-05 04:00 | 45570.1667 | 0 | 0 | 0 | 47.1
2024-10-05 05:00 | 45570.2083 | 3.23 | 3.23 | 0 | 42.5
2024-10-05 06:00 | 45570.25 | 77.65 | 77.65 | 35.84 | 4.09
2024-10-05 07:00 | 45570.2917 | 237.36 | 237.36 | 176.89 | 0
2024-10-05 08:00 | 45570.3333 | 425.23 | 425.23 | 349.83 | 0
2024-10-05 09:00 | 45570.375 | 604.62 | 604.62 | 517.5 | 0
2024-10-05 10:00 | 45570.4167 | 759.26 | 759.26 | 660.48 | 0
2024-10-05 11:00 | 45570.4583 | 850.8 | 850.8 | 741.82 | 0
2024-10-05 12:00 | 45570.5 | 906.81 | 906.81 | 798.92 | 0
2024-10-05 13:00 | 45570.5417 | 902.77 | 902.77 | 796.6 | 0
2024-10-05 14:00 | 45570.5833 | 850.52 | 850.52 | 746.82 | 0
2024-10-05 15:00 | 45570.625 | 673.07 | 673.07 | 582.27 | 0
2024-10-05 16:00 | 45570.6667 | 397.01 | 397.01 | 339.2 | 0
2024-10-05 17:00 | 45570.7083 | 275.64 | 275.64 | 226.11 | 0
2024-10-05 18:00 | 45570.75 | 199.91 | 199.91 | 155.01 | 0
2024-10-05 19:00 | 45570.7917 | 112.06 | 112.06 | 73.86 | 0
2024-10-05 20:00 | 45570.8333 | 11 | 11 | 0.25 | 23.55
2024-10-05 21:00 | 45570.875 | 0 | 0 | 0 | 35.08
2024-10-05 22:00 | 45570.9167 | 0 | 0 | 0 | 34.56
2024-10-05 23:00 | 45570.9583 | 0 | 0 | 0 | 34.3
2024-11-05 | 45601 | 0 | 0 | 0 | 34.3
2024-11-05 01:00 | 45601.0417 | 0 | 0 | 0 | 34.31
2024-11-05 02:00 | 45601.0833 | 0 | 0 | 0 | 34.3
2024-11-05 03:00 | 45601.125 | 0 | 0 | 0 | 34.56
2024-11-05 04:00 | 45601.1667 | 0 | 0 | 0 | 34.05
2024-11-05 05:00 | 45601.2083 | 3.1 | 3.1 | 0 | 29.95
2024-11-05 06:00 | 45601.25 | 69.83 | 69.83 | 37.51 | 1.79
2024-11-05 07:00 | 45601.2917 | 229.05 | 229.05 | 185.21 | 0
2024-11-05 08:00 | 45601.3333 | 414.4 | 414.4 | 357.76 | 0
2024-11-05 09:00 | 45601.375 | 592.21 | 592.21 | 521.35 | 0
2024-11-05 10:00 | 45601.4167 | 742.14 | 742.14 | 662.08 | 0
2024-11-05 11:00 | 45601.4583 | 836.92 | 836.92 | 750.27 | 0
2024-11-05 12:00 | 45601.5 | 881.18 | 881.18 | 791.17 | 0
2024-11-05 13:00 | 45601.5417 | 872.68 | 872.68 | 782.72 | 0
2024-11-05 14:00 | 45601.5833 | 829.26 | 829.26 | 742.01 | 0
2024-11-05 15:00 | 45601.625 | 729.88 | 729.88 | 648.52 | 0
2024-11-05 16:00 | 45601.6667 | 475.34 | 475.34 | 412.99 | 0
2024-11-05 17:00 | 45601.7083 | 364.64 | 364.64 | 309.89 | 0
2024-11-05 18:00 | 45601.75 | 265.64 | 265.64 | 216.83 | 0
2024-11-05 19:00 | 45601.7917 | 64.77 | 64.77 | 29.82 | 0.52
2024-11-05 20:00 | 45601.8333 | 8.12 | 8.12 | 0 | 26.11
2024-11-05 21:00 | 45601.875 | 0 | 0 | 0 | 36.61
2024-11-05 22:00 | 45601.9167 | 0 | 0 | 0 | 35.84
2024-11-05 23:00 | 45601.9583 | 0 | 0 | 0 | 34.56
2024-12-05 | 45631 | 0 | 0 | 0 | 34.81
2024-12-05 01:00 | 45631.0417 | 0 | 0 | 0 | 34.56
2024-12-05 02:00 | 45631.0833 | 0 | 0 | 0 | 34.56
2024-12-05 03:00 | 45631.125 | 0 | 0 | 0 | 34.56
2024-12-05 04:00 | 45631.1667 | 0 | 0 | 0 | 34.31
2024-12-05 05:00 | 45631.2083 | 3.55 | 3.55 | 0 | 29.69
2024-12-05 06:00 | 45631.25 | 70.59 | 70.59 | 39.04 | 2.56
2024-12-05 07:00 | 45631.2917 | 252.25 | 252.25 | 206.91 | 0
2024-12-05 08:00 | 45631.3333 | 438.22 | 438.22 | 379.46 | 0
2024-12-05 09:00 | 45631.375 | 587.37 | 587.37 | 516.8 | 0
2024-12-05 10:00 | 45631.4167 | 734.71 | 734.71 | 654.21 | 0
2024-12-05 11:00 | 45631.4583 | 824.5 | 824.5 | 736.45 | 0
2024-12-05 12:00 | 45631.5 | 873.66 | 873.66 | 783.29 | 0
2024-12-05 13:00 | 45631.5417 | 888.4 | 888.4 | 797.25 | 0
2024-12-05 14:00 | 45631.5833 | 846.49 | 846.49 | 757.95 | 0
2024-12-05 15:00 | 45631.625 | 754.58 | 754.58 | 672.19 | 0
2024-12-05 16:00 | 45631.6667 | 585.09 | 585.09 | 514.69 | 0
2024-12-05 17:00 | 45631.7083 | 395.44 | 395.44 | 337.73 | 0
2024-12-05 18:00 | 45631.75 | 204.55 | 204.55 | 159.55 | 0
2024-12-05 19:00 | 45631.7917 | 92.09 | 92.09 | 54.91 | 1.03
2024-12-05 20:00 | 45631.8333 | 5.89 | 5.89 | 0 | 28.92
2024-12-05 21:00 | 45631.875 | 0 | 0 | 0 | 36.1
2024-12-05 22:00 | 45631.9167 | 0 | 0 | 0 | 35.58
2024-12-05 23:00 | 45631.9583 | 0 | 0 | 0 | 35.33
05/13/2024 00:00:00 | 05/13/2024 00:00:00 | 0 | 0 | 0 | 35.07
05/13/2024 01:00:00 | 05/13/2024 01:00:00 | 0 | 0 | 0 | 35.08
05/13/2024 02:00:00 | 05/13/2024 02:00:00 | 0 | 0 | 0 | 34.56
05/13/2024 03:00:00 | 05/13/2024 03:00:00 | 0 | 0 | 0 | 34.56
05/13/2024 04:00:00 | 05/13/2024 04:00:00 | 0 | 0 | 0 | 34.81
05/13/2024 05:00:00 | 05/13/2024 05:00:00 | 5.01 | 5.01 | 0 | 28.42
05/13/2024 06:00:00 | 05/13/2024 06:00:00 | 62.7 | 62.7 | 28.55 | 0.25
05/13/2024 07:00:00 | 05/13/2024 07:00:00 | 169.19 | 169.19 | 116.73 | 0
05/13/2024 08:00:00 | 05/13/2024 08:00:00 | 278.92 | 278.92 | 215.04 | 0
05/13/2024 09:00:00 | 05/13/2024 09:00:00 | 154.35 | 154.35 | 96.13 | 0
05/13/2024 10:00:00 | 05/13/2024 10:00:00 | 224.58 | 224.58 | 158.66 | 0
05/13/2024 11:00:00 | 05/13/2024 11:00:00 | 331.01 | 331.01 | 255.93 | 0
05/13/2024 12:00:00 | 05/13/2024 12:00:00 | 221.13 | 221.13 | 153.16 | 0
05/13/2024 13:00:00 | 05/13/2024 13:00:00 | 359.35 | 359.35 | 283.84 | 0
05/13/2024 14:00:00 | 05/13/2024 14:00:00 | 498.28 | 498.28 | 413.12 | 0
05/13/2024 15:00:00 | 05/13/2024 15:00:00 | 320.32 | 320.32 | 247.16 | 0
05/13/2024 16:00:00 | 05/13/2024 16:00:00 | 271.41 | 271.41 | 205 | 0
05/13/2024 17:00:00 | 05/13/2024 17:00:00 | 229.95 | 229.95 | 170.04 | 0
05/13/2024 18:00:00 | 05/13/2024 18:00:00 | 90.23 | 90.23 | 38.66 | 0
05/13/2024 19:00:00 | 05/13/2024 19:00:00 | 29.99 | 29.99 | 0.7 | 18.18
05/13/2024 20:00:00 | 05/13/2024 20:00:00 | 1.3 | 1.3 | 0 | 46.34
05/13/2024 21:00:00 | 05/13/2024 21:00:00 | 0 | 0 | 0 | 48.64
05/13/2024 22:00:00 | 05/13/2024 22:00:00 | 0 | 0 | 0 | 48.38
05/13/2024 23:00:00 | 05/13/2024 23:00:00 | 0 | 0 | 0 | 47.87
05/14/2024 00:00:00 | 05/14/2024 00:00:00 | 0 | 0 | 0 | 48.39
05/14/2024 01:00:00 | 05/14/2024 01:00:00 | 0 | 0 | 0 | 47.87
05/14/2024 02:00:00 | 05/14/2024 02:00:00 | 0 | 0 | 0 | 47.87
05/14/2024 03:00:00 | 05/14/2024 03:00:00 | 0 | 0 | 0 | 48.13
05/14/2024 04:00:00 | 05/14/2024 04:00:00 | 0 | 0 | 0 | 47.87
05/14/2024 05:00:00 | 05/14/2024 05:00:00 | 3.37 | 3.37 | 0 | 43.01
05/14/2024 06:00:00 | 05/14/2024 06:00:00 | 81.44 | 81.44 | 38.92 | 5.63
05/14/2024 07:00:00 | 05/14/2024 07:00:00 | 265.96 | 265.96 | 205.44 | 0
05/14/2024 08:00:00 | 05/14/2024 08:00:00 | 310.13 | 310.13 | 244.92 | 0
05/14/2024 09:00:00 | 05/14/2024 09:00:00 | 388.18 | 388.18 | 316.74 | 0
05/14/2024 10:00:00 | 05/14/2024 10:00:00 | 640.39 | 640.39 | 550.72 | 0
05/14/2024 11:00:00 | 05/14/2024 11:00:00 | 673 | 673 | 578.3 | 0
05/14/2024 12:00:00 | 05/14/2024 12:00:00 | 308.86 | 308.86 | 238.66 | 0
05/14/2024 13:00:00 | 05/14/2024 13:00:00 | 562.11 | 562.11 | 476.1 | 0
05/14/2024 14:00:00 | 05/14/2024 14:00:00 | 477.33 | 477.33 | 396.35 | 0
05/14/2024 15:00:00 | 05/14/2024 15:00:00 | 103.46 | 103.46 | 42.3 | 0
05/14/2024 16:00:00 | 05/14/2024 16:00:00 | 92.35 | 92.35 | 38.59 | 0
05/14/2024 17:00:00 | 05/14/2024 17:00:00 | 124.13 | 124.13 | 67.97 | 0
05/14/2024 18:00:00 | 05/14/2024 18:00:00 | 128.19 | 128.19 | 72.51 | 0
05/14/2024 19:00:00 | 05/14/2024 19:00:00 | 34.68 | 34.68 | 2.05 | 16.38
05/14/2024 20:00:00 | 05/14/2024 20:00:00 | 1.43 | 1.43 | 0 | 47.11
05/14/2024 21:00:00 | 05/14/2024 21:00:00 | 0 | 0 | 0 | 50.17
05/14/2024 22:00:00 | 05/14/2024 22:00:00 | 0 | 0 | 0 | 49.41
05/14/2024 23:00:00 | 05/14/2024 23:00:00 | 0 | 0 | 0 | 49.41
05/15/2024 00:00:00 | 05/15/2024 00:00:00 | 0 | 0 | 0 | 49.41
05/15/2024 01:00:00 | 05/15/2024 01:00:00 | 0 | 0 | 0 | 48.89
05/15/2024 02:00:00 | 05/15/2024 02:00:00 | 0 | 0 | 0 | 48.39
05/15/2024 03:00:00 | 05/15/2024 03:00:00 | 0 | 0 | 0 | 48.13
05/15/2024 04:00:00 | 05/15/2024 04:00:00 | 0 | 0 | 0 | 47.87
05/15/2024 05:00:00 | 05/15/2024 05:00:00 | 2.04 | 2.04 | 0 | 45.57
05/15/2024 06:00:00 | 05/15/2024 06:00:00 | 14.44 | 14.44 | 0 | 30.46
05/15/2024 07:00:00 | 05/15/2024 07:00:00 | 59.68 | 59.68 | 15.04 | 7.42
05/15/2024 08:00:00 | 05/15/2024 08:00:00 | 217.55 | 217.55 | 156.03 | 0
05/15/2024 09:00:00 | 05/15/2024 09:00:00 | 453.74 | 453.74 | 374.34 | 0
05/15/2024 10:00:00 | 05/15/2024 10:00:00 | 462.07 | 462.07 | 382.14 | 0
05/15/2024 11:00:00 | 05/15/2024 11:00:00 | 353.65 | 353.65 | 281.22 | 0
05/15/2024 12:00:00 | 05/15/2024 12:00:00 | 273.18 | 273.18 | 205.25 | 0
05/15/2024 13:00:00 | 05/15/2024 13:00:00 | 243.51 | 243.51 | 179.2 | 0
05/15/2024 14:00:00 | 05/15/2024 14:00:00 | 134.74 | 134.74 | 79.04 | 0
05/15/2024 15:00:00 | 05/15/2024 15:00:00 | 202.37 | 202.37 | 139.52 | 0
05/15/2024 16:00:00 | 05/15/2024 16:00:00 | 105.58 | 105.58 | 60.41 | 0
05/15/2024 17:00:00 | 05/15/2024 17:00:00 | 62.9 | 62.9 | 22.47 | 0
05/15/2024 18:00:00 | 05/15/2024 18:00:00 | 34.53 | 34.53 | 0.45 | 5.38
05/15/2024 19:00:00 | 05/15/2024 19:00:00 | 18.97 | 18.97 | 0 | 18.69
05/15/2024 20:00:00 | 05/15/2024 20:00:00 | 0.31 | 0.31 | 0 | 38.65
05/15/2024 21:00:00 | 05/15/2024 21:00:00 | 0 | 0 | 0 | 39.17
05/15/2024 22:00:00 | 05/15/2024 22:00:00 | 0 | 0 | 0 | 39.68
05/15/2024 23:00:00 | 05/15/2024 23:00:00 | 0 | 0 | 0 | 39.17
05/16/2024 00:00:00 | 05/16/2024 00:00:00 | 0 | 0 | 0 | 38.91
05/16/2024 01:00:00 | 05/16/2024 01:00:00 | 0 | 0 | 0 | 39.68
05/16/2024 02:00:00 | 05/16/2024 02:00:00 | 0 | 0 | 0 | 39.43
05/16/2024 03:00:00 | 05/16/2024 03:00:00 | 0 | 0 | 0 | 39.42
05/16/2024 04:00:00 | 05/16/2024 04:00:00 | 0 | 0 | 0 | 39.42
05/16/2024 05:00:00 | 05/16/2024 05:00:00 | 0 | 0 | 0 | 39.17
05/16/2024 06:00:00 | 05/16/2024 06:00:00 | 4.2 | 4.2 | 0 | 35.33
05/16/2024 07:00:00 | 05/16/2024 07:00:00 | 23.09 | 23.09 | 0.32 | 20.99
05/16/2024 08:00:00 | 05/16/2024 08:00:00 | 10.75 | 10.75 | 0 | 34.31
05/16/2024 09:00:00 | 05/16/2024 09:00:00 | 26.57 | 26.57 | 0 | 19.45
05/16/2024 10:00:00 | 05/16/2024 10:00:00 | 102.7 | 102.7 | 42.43 | 0.77
05/16/2024 11:00:00 | 05/16/2024 11:00:00 | 143.21 | 143.21 | 76.54 | 0
05/16/2024 12:00:00 | 05/16/2024 12:00:00 | 140.74 | 140.74 | 74.56 | 0
05/16/2024 13:00:00 | 05/16/2024 13:00:00 | 176.36 | 176.36 | 111.04 | 0
05/16/2024 14:00:00 | 05/16/2024 14:00:00 | 96.57 | 96.57 | 34.95 | 2.82
05/16/2024 15:00:00 | 05/16/2024 15:00:00 | 105.61 | 105.61 | 44.03 | 2.04
05/16/2024 16:00:00 | 05/16/2024 16:00:00 | 54.11 | 54.11 | 15.1 | 3.59
05/16/2024 17:00:00 | 05/16/2024 17:00:00 | 42.62 | 42.62 | 11.84 | 9.98
05/16/2024 18:00:00 | 05/16/2024 18:00:00 | 8.59 | 8.59 | 0 | 32.51
05/16/2024 19:00:00 | 05/16/2024 19:00:00 | 1.06 | 1.06 | 0 | 40.45
05/16/2024 20:00:00 | 05/16/2024 20:00:00 | 0.03 | 0.03 | 0 | 41.73
05/16/2024 21:00:00 | 05/16/2024 21:00:00 | 0 | 0 | 0 | 40.96
05/16/2024 22:00:00 | 05/16/2024 22:00:00 | 0 | 0 | 0 | 40.7
05/16/2024 23:00:00 | 05/16/2024 23:00:00 | 0 | 0 | 0 | 38.66
05/17/2024 00:00:00 | 05/17/2024 00:00:00 | 0 | 0 | 0 | 38.4
05/17/2024 01:00:00 | 05/17/2024 01:00:00 | 0 | 0 | 0 | 39.17
05/17/2024 02:00:00 | 05/17/2024 02:00:00 | 0 | 0 | 0 | 38.14
05/17/2024 03:00:00 | 05/17/2024 03:00:00 | 0 | 0 | 0 | 38.91
05/17/2024 04:00:00 | 05/17/2024 04:00:00 | 0 | 0 | 0 | 38.66
05/17/2024 05:00:00 | 05/17/2024 05:00:00 | 2.41 | 2.41 | 0 | 35.33
05/17/2024 06:00:00 | 05/17/2024 06:00:00 | 35.46 | 35.46 | 6.98 | 8.45
05/17/2024 07:00:00 | 05/17/2024 07:00:00 | 77.15 | 77.15 | 34.24 | 0
05/17/2024 08:00:00 | 05/17/2024 08:00:00 | 167.75 | 167.75 | 117.5 | 0
05/17/2024 09:00:00 | 05/17/2024 09:00:00 | 321.02 | 321.02 | 257.35 | 0
05/17/2024 10:00:00 | 05/17/2024 10:00:00 | 518.1 | 518.1 | 441.6 | 0
05/17/2024 11:00:00 | 05/17/2024 11:00:00 | 454.61 | 454.61 | 373.95 | 0
05/17/2024 12:00:00 | 05/17/2024 12:00:00 | 220.34 | 220.34 | 160.19 | 0
05/17/2024 13:00:00 | 05/17/2024 13:00:00 | 220.98 | 220.98 | 164.8 | 0
05/17/2024 14:00:00 | 05/17/2024 14:00:00 | 392.67 | 392.67 | 318.98 | 0
05/17/2024 15:00:00 | 05/17/2024 15:00:00 | 381.77 | 381.77 | 312.51 | 0
05/17/2024 16:00:00 | 05/17/2024 16:00:00 | 306.18 | 306.18 | 248.13 | 0
05/17/2024 17:00:00 | 05/17/2024 17:00:00 | 102.03 | 102.03 | 56.76 | 0.25
05/17/2024 18:00:00 | 05/17/2024 18:00:00 | 134.52 | 134.52 | 88.52 | 0
05/17/2024 19:00:00 | 05/17/2024 19:00:00 | 23.85 | 23.85 | 0.44 | 14.08
05/17/2024 20:00:00 | 05/17/2024 20:00:00 | 2.55 | 2.55 | 0 | 34.31
05/17/2024 21:00:00 | 05/17/2024 21:00:00 | 0 | 0 | 0 | 37.88
05/17/2024 22:00:00 | 05/17/2024 22:00:00 | 0 | 0 | 0 | 37.38
05/17/2024 23:00:00 | 05/17/2024 23:00:00 | 0 | 0 | 0 | 38.14
05/18/2024 00:00:00 | 05/18/2024 00:00:00 | 0 | 0 | 0 | 36.36
05/18/2024 01:00:00 | 05/18/2024 01:00:00 | 0 | 0 | 0 | 35.07
05/18/2024 02:00:00 | 05/18/2024 02:00:00 | 0 | 0 | 0 | 35.33
05/18/2024 03:00:00 | 05/18/2024 03:00:00 | 0 | 0 | 0 | 34.81
05/18/2024 04:00:00 | 05/18/2024 04:00:00 | 0 | 0 | 0 | 35.07
05/18/2024 05:00:00 | 05/18/2024 05:00:00 | 4.26 | 4.26 | 0 | 29.19
05/18/2024 06:00:00 | 05/18/2024 06:00:00 | 75.81 | 75.81 | 41.16 | 1.02
05/18/2024 07:00:00 | 05/18/2024 07:00:00 | 219.93 | 219.93 | 176 | 0
05/18/2024 08:00:00 | 05/18/2024 08:00:00 | 384.93 | 384.93 | 323.64 | 0
05/18/2024 09:00:00 | 05/18/2024 09:00:00 | 547.7 | 547.7 | 471.94 | 0
05/18/2024 10:00:00 | 05/18/2024 10:00:00 | 676.2 | 676.2 | 592.19 | 0
05/18/2024 11:00:00 | 05/18/2024 11:00:00 | 762.87 | 762.87 | 671.49 | 0
05/18/2024 12:00:00 | 05/18/2024 12:00:00 | 825.09 | 825.09 | 731.14 | 0
05/18/2024 13:00:00 | 05/18/2024 13:00:00 | 788.34 | 788.34 | 700.54 | 0
05/18/2024 14:00:00 | 05/18/2024 14:00:00 | 719.75 | 719.75 | 637.44 | 0
05/18/2024 15:00:00 | 05/18/2024 15:00:00 | 698.31 | 698.31 | 616.45 | 0
05/18/2024 16:00:00 | 05/18/2024 16:00:00 | 583.14 | 583.14 | 510.46 | 0
05/18/2024 17:00:00 | 05/18/2024 17:00:00 | 427 | 427 | 364.87 | 0
05/18/2024 18:00:00 | 05/18/2024 18:00:00 | 262.24 | 262.24 | 211.71 | 0
05/18/2024 19:00:00 | 05/18/2024 19:00:00 | 106.96 | 106.96 | 65.92 | 0
05/18/2024 20:00:00 | 05/18/2024 20:00:00 | 8.74 | 8.74 | 0.13 | 27.91
05/18/2024 21:00:00 | 05/18/2024 21:00:00 | 0 | 0 | 0 | 39.16
05/18/2024 22:00:00 | 05/18/2024 22:00:00 | 0 | 0 | 0 | 38.66
05/18/2024 23:00:00 | 05/18/2024 23:00:00 | 0 | 0 | 0 | 35.84
05/19/2024 00:00:00 | 05/19/2024 00:00:00 | 0 | 0 | 0 | 36.35
05/19/2024 01:00:00 | 05/19/2024 01:00:00 | 0 | 0 | 0 | 35.84
05/19/2024 02:00:00 | 05/19/2024 02:00:00 | 0 | 0 | 0 | 35.84
05/19/2024 03:00:00 | 05/19/2024 03:00:00 | 0 | 0 | 0 | 35.59
05/19/2024 04:00:00 | 05/19/2024 04:00:00 | 0 | 0 | 0 | 36.35
05/19/2024 05:00:00 | 05/19/2024 05:00:00 | 7.22 | 7.22 | 0 | 26.88
05/19/2024 06:00:00 | 05/19/2024 06:00:00 | 80.79 | 80.79 | 44.54 | 0
05/19/2024 07:00:00 | 05/19/2024 07:00:00 | 203.42 | 203.42 | 160.13 | 0
05/19/2024 08:00:00 | 05/19/2024 08:00:00 | 269.47 | 269.47 | 222.01 | 0
05/19/2024 09:00:00 | 05/19/2024 09:00:00 | 213.2 | 213.2 | 167.04 | 0
05/19/2024 10:00:00 | 05/19/2024 10:00:00 | 525 | 525 | 456.26 | 0
05/19/2024 11:00:00 | 05/19/2024 11:00:00 | 386.49 | 386.49 | 326.14 | 0
05/19/2024 12:00:00 | 05/19/2024 12:00:00 | 820.99 | 820.99 | 729.86 | 0
05/19/2024 13:00:00 | 05/19/2024 13:00:00 | 593.54 | 593.54 | 518.46 | 0
05/19/2024 14:00:00 | 05/19/2024 14:00:00 | 783.43 | 783.43 | 695.62 | 0
05/19/2024 15:00:00 | 05/19/2024 15:00:00 | 671.48 | 671.48 | 593.28 | 0
05/19/2024 16:00:00 | 05/19/2024 16:00:00 | 519.99 | 519.99 | 452.54 | 0
05/19/2024 17:00:00 | 05/19/2024 17:00:00 | 381.09 | 381.09 | 323.65 | 0
05/19/2024 18:00:00 | 05/19/2024 18:00:00 | 271.18 | 271.18 | 220.74 | 0
05/19/2024 19:00:00 | 05/19/2024 19:00:00 | 91.65 | 91.65 | 56.64 | 2.81
05/19/2024 20:00:00 | 05/19/2024 20:00:00 | 4.31 | 4.31 | 0 | 29.96
05/19/2024 21:00:00 | 05/19/2024 21:00:00 | 0 | 0 | 0 | 36.86
05/19/2024 22:00:00 | 05/19/2024 22:00:00 | 0 | 0 | 0 | 36.1
05/19/2024 23:00:00 | 05/19/2024 23:00:00 | 0 | 0 | 0 | 35.84
05/20/2024 00:00:00 | 05/20/2024 00:00:00 | 0 | 0 | 0 | 35.84
05/20/2024 01:00:00 | 05/20/2024 01:00:00 | 0 | 0 | 0 | 35.58
05/20/2024 02:00:00 | 05/20/2024 02:00:00 | 0 | 0 | 0 | 35.58
05/20/2024 03:00:00 | 05/20/2024 03:00:00 | 0 | 0 | 0 | 36.1
05/20/2024 04:00:00 | 05/20/2024 04:00:00 | 0 | 0 | 0 | 35.33
05/20/2024 05:00:00 | 05/20/2024 05:00:00 | 6.85 | 6.85 | 0 | 27.13
05/20/2024 06:00:00 | 05/20/2024 06:00:00 | 76.06 | 76.06 | 41.15 | 1.03
05/20/2024 07:00:00 | 05/20/2024 07:00:00 | 220.33 | 220.33 | 162.75 | 0
05/20/2024 08:00:00 | 05/20/2024 08:00:00 | 388.2 | 388.2 | 310.72 | 0
05/20/2024 09:00:00 | 05/20/2024 09:00:00 | 541.97 | 541.97 | 449.03 | 0
05/20/2024 10:00:00 | 05/20/2024 10:00:00 | 606.74 | 606.74 | 512.89 | 0
05/20/2024 11:00:00 | 05/20/2024 11:00:00 | 495.14 | 495.14 | 408.32 | 0
05/20/2024 12:00:00 | 05/20/2024 12:00:00 | 532.1 | 532.1 | 441.6 | 0
05/20/2024 13:00:00 | 05/20/2024 13:00:00 | 694.14 | 694.14 | 591.81 | 0
05/20/2024 14:00:00 | 05/20/2024 14:00:00 | 722.43 | 722.43 | 619.39 | 0
05/20/2024 15:00:00 | 05/20/2024 15:00:00 | 642.33 | 642.33 | 544.51 | 0
05/20/2024 16:00:00 | 05/20/2024 16:00:00 | 498.49 | 498.49 | 414.15 | 0
05/20/2024 17:00:00 | 05/20/2024 17:00:00 | 313.94 | 313.94 | 247.36 | 0
05/20/2024 18:00:00 | 05/20/2024 18:00:00 | 152.04 | 152.04 | 97.09 | 0
05/20/2024 19:00:00 | 05/20/2024 19:00:00 | 54.04 | 54.04 | 9.85 | 3.58
05/20/2024 20:00:00 | 05/20/2024 20:00:00 | 6.39 | 6.39 | 0 | 39.43
05/20/2024 21:00:00 | 05/20/2024 21:00:00 | 0 | 0 | 0 | 47.1
05/20/2024 22:00:00 | 05/20/2024 22:00:00 | 0 | 0 | 0 | 45.31
05/20/2024 23:00:00 | 05/20/2024 23:00:00 | 0 | 0 | 0 | 46.34
05/21/2024 00:00:00 | 05/21/2024 00:00:00 | 0 | 0 | 0 | 44.54
05/21/2024 01:00:00 | 05/21/2024 01:00:00 | 0 | 0 | 0 | 44.55
05/21/2024 02:00:00 | 05/21/2024 02:00:00 | 0 | 0 | 0 | 44.8
05/21/2024 03:00:00 | 05/21/2024 03:00:00 | 0 | 0 | 0 | 44.28
05/21/2024 04:00:00 | 05/21/2024 04:00:00 | 0 | 0 | 0 | 44.8
05/21/2024 05:00:00 | 05/21/2024 05:00:00 | 2.11 | 2.11 | 0 | 41.48
05/21/2024 06:00:00 | 05/21/2024 06:00:00 | 19.86 | 19.86 | 0.07 | 21.76
05/21/2024 07:00:00 | 05/21/2024 07:00:00 | 30.74 | 30.74 | 1.34 | 19.2
05/21/2024 08:00:00 | 05/21/2024 08:00:00 | 21.29 | 21.29 | 0 | 28.67
05/21/2024 09:00:00 | 05/21/2024 09:00:00 | 68.2 | 68.2 | 15.23 | 0
05/21/2024 10:00:00 | 05/21/2024 10:00:00 | 217.08 | 217.08 | 152.13 | 0
05/21/2024 11:00:00 | 05/21/2024 11:00:00 | 239.96 | 239.96 | 179.52 | 0
05/21/2024 12:00:00 | 05/21/2024 12:00:00 | 201.06 | 201.06 | 131.58 | 0
05/21/2024 13:00:00 | 05/21/2024 13:00:00 | 118.44 | 118.44 | 58.5 | 1.28
05/21/2024 14:00:00 | 05/21/2024 14:00:00 | 286.72 | 286.72 | 213.31 | 0
05/21/2024 15:00:00 | 05/21/2024 15:00:00 | 170.19 | 170.19 | 108.16 | 0
05/21/2024 16:00:00 | 05/21/2024 16:00:00 | 212.14 | 212.14 | 158.27 | 0
05/21/2024 17:00:00 | 05/21/2024 17:00:00 | 137.46 | 137.46 | 88.32 | 0
05/21/2024 18:00:00 | 05/21/2024 18:00:00 | 34.31 | 34.31 | 6.53 | 9.21
05/21/2024 19:00:00 | 05/21/2024 19:00:00 | 23.2 | 23.2 | 0 | 12.29
05/21/2024 20:00:00 | 05/21/2024 20:00:00 | 4.85 | 4.85 | 0 | 29.95
05/21/2024 21:00:00 | 05/21/2024 21:00:00 | 0 | 0 | 0 | 35.84
05/21/2024 22:00:00 | 05/21/2024 22:00:00 | 0 | 0 | 0 | 34.31
05/21/2024 23:00:00 | 05/21/2024 23:00:00 | 0 | 0 | 0 | 33.79
05/22/2024 00:00:00 | 05/22/2024 00:00:00 | 0 | 0 | 0 | 33.79
05/22/2024 01:00:00 | 05/22/2024 01:00:00 | 0 | 0 | 0 | 35.07
05/22/2024 02:00:00 | 05/22/2024 02:00:00 | 0 | 0 | 0 | 34.05
05/22/2024 03:00:00 | 05/22/2024 03:00:00 | 0 | 0 | 0 | 34.31
05/22/2024 04:00:00 | 05/22/2024 04:00:00 | 0 | 0 | 0 | 34.81
05/22/2024 05:00:00 | 05/22/2024 05:00:00 | 2.75 | 2.75 | 0 | 29.44
05/22/2024 06:00:00 | 05/22/2024 06:00:00 | 13.84 | 13.84 | 0 | 17.15
05/22/2024 07:00:00 | 05/22/2024 07:00:00 | 26.85 | 26.85 | 0.26 | 16.9
05/22/2024 08:00:00 | 05/22/2024 08:00:00 | 61.46 | 61.46 | 7.93 | 2.05
05/22/2024 09:00:00 | 05/22/2024 09:00:00 | 82.3 | 82.3 | 25.99 | 0.51
05/22/2024 10:00:00 | 05/22/2024 10:00:00 | 98.15 | 98.15 | 44.54 | 0.51
05/22/2024 11:00:00 | 05/22/2024 11:00:00 | 144.59 | 144.59 | 89.41 | 0
05/22/2024 12:00:00 | 05/22/2024 12:00:00 | 277.91 | 277.91 | 212.74 | 0
05/22/2024 13:00:00 | 05/22/2024 13:00:00 | 155.79 | 155.79 | 100.41 | 0
05/22/2024 14:00:00 | 05/22/2024 14:00:00 | 425.71 | 425.71 | 349.57 | 0
05/22/2024 15:00:00 | 05/22/2024 15:00:00 | 258.84 | 258.84 | 192.64 | 0
05/22/2024 16:00:00 | 05/22/2024 16:00:00 | 107.77 | 107.77 | 56.32 | 1.03
05/22/2024 17:00:00 | 05/22/2024 17:00:00 | 17.84 | 17.84 | 0.32 | 27.9
05/22/2024 18:00:00 | 05/22/2024 18:00:00 | 19.15 | 19.15 | 0 | 25.34
05/22/2024 19:00:00 | 05/22/2024 19:00:00 | 23.68 | 23.68 | 0 | 21.51
05/22/2024 20:00:00 | 05/22/2024 20:00:00 | 3.92 | 3.92 | 0 | 39.17
05/22/2024 21:00:00 | 05/22/2024 21:00:00 | 0 | 0 | 0 | 44.28
05/22/2024 22:00:00 | 05/22/2024 22:00:00 | 0 | 0 | 0 | 44.55
05/22/2024 23:00:00 | 05/22/2024 23:00:00 | 0 | 0 | 0 | 44.54
05/23/2024 00:00:00 | 05/23/2024 00:00:00 | 0 | 0 | 0 | 42.5
05/23/2024 01:00:00 | 05/23/2024 01:00:00 | 0 | 0 | 0 | 42.75
05/23/2024 02:00:00 | 05/23/2024 02:00:00 | 0 | 0 | 0 | 43.26
05/23/2024 03:00:00 | 05/23/2024 03:00:00 | 0 | 0 | 0 | 42.5
05/23/2024 04:00:00 | 05/23/2024 04:00:00 | 0 | 0 | 0 | 42.75
05/23/2024 05:00:00 | 05/23/2024 05:00:00 | 4.61 | 4.61 | 0 | 37.38
05/23/2024 06:00:00 | 05/23/2024 06:00:00 | 69.85 | 69.85 | 35.26 | 9.21
05/23/2024 07:00:00 | 05/23/2024 07:00:00 | 226.68 | 226.68 | 161.73 | 0
05/23/2024 08:00:00 | 05/23/2024 08:00:00 | 410.67 | 410.67 | 322.31 | 0
05/23/2024 09:00:00 | 05/23/2024 09:00:00 | 535.67 | 535.67 | 442.43 | 0
05/23/2024 10:00:00 | 05/23/2024 10:00:00 | 660.34 | 660.34 | 555.71 | 0
05/23/2024 11:00:00 | 05/23/2024 11:00:00 | 581.51 | 581.51 | 480.26 | 0
05/23/2024 12:00:00 | 05/23/2024 12:00:00 | 756.31 | 756.31 | 653.56 | 0
05/23/2024 13:00:00 | 05/23/2024 13:00:00 | 822.09 | 822.09 | 709.25 | 0
05/23/2024 14:00:00 | 05/23/2024 14:00:00 | 641.99 | 641.99 | 549.31 | 0
05/23/2024 15:00:00 | 05/23/2024 15:00:00 | 819.41 | 819.41 | 710.98 | 0
05/23/2024 16:00:00 | 05/23/2024 16:00:00 | 696.32 | 696.32 | 601.92 | 0
05/23/2024 17:00:00 | 05/23/2024 17:00:00 | 499.19 | 499.19 | 417.34 | 0
05/23/2024 18:00:00 | 05/23/2024 18:00:00 | 216.52 | 216.52 | 155.14 | 0
05/23/2024 19:00:00 | 05/23/2024 19:00:00 | 49.56 | 49.56 | 15.1 | 13.83
05/23/2024 20:00:00 | 05/23/2024 20:00:00 | 0.2 | 0.2 | 0 | 47.61
05/23/2024 21:00:00 | 05/23/2024 21:00:00 | 0 | 0 | 0 | 48.13
05/23/2024 22:00:00 | 05/23/2024 22:00:00 | 0 | 0 | 0 | 47.36
05/23/2024 23:00:00 | 05/23/2024 23:00:00 | 0 | 0 | 0 | 45.31
05/24/2024 00:00:00 | 05/24/2024 00:00:00 | 0 | 0 | 0 | 45.32
05/24/2024 01:00:00 | 05/24/2024 01:00:00 | 0 | 0 | 0 | 45.82
05/24/2024 02:00:00 | 05/24/2024 02:00:00 | 0 | 0 | 0 | 44.8
05/24/2024 03:00:00 | 05/24/2024 03:00:00 | 0 | 0 | 0 | 46.59
05/24/2024 04:00:00 | 05/24/2024 04:00:00 | 0 | 0 | 0 | 46.59
05/24/2024 05:00:00 | 05/24/2024 05:00:00 | 5.26 | 5.26 | 0 | 40.2
05/24/2024 06:00:00 | 05/24/2024 06:00:00 | 71.51 | 71.51 | 28.04 | 3.32
05/24/2024 07:00:00 | 05/24/2024 07:00:00 | 169.4 | 169.4 | 112.89 | 0
05/24/2024 08:00:00 | 05/24/2024 08:00:00 | 327.78 | 327.78 | 259.52 | 0
05/24/2024 09:00:00 | 05/24/2024 09:00:00 | 504.58 | 504.58 | 420.03 | 0
05/24/2024 10:00:00 | 05/24/2024 10:00:00 | 505.77 | 505.77 | 413 | 0
05/24/2024 11:00:00 | 05/24/2024 11:00:00 | 501.38 | 501.38 | 412.67 | 0
05/24/2024 12:00:00 | 05/24/2024 12:00:00 | 364.97 | 364.97 | 291.2 | 0
05/24/2024 13:00:00 | 05/24/2024 13:00:00 | 564.16 | 564.16 | 478.21 | 0
05/24/2024 14:00:00 | 05/24/2024 14:00:00 | 924.38 | 924.38 | 812.09 | 0
05/24/2024 15:00:00 | 05/24/2024 15:00:00 | 578.61 | 578.61 | 482.11 | 0
05/24/2024 16:00:00 | 05/24/2024 16:00:00 | 360.2 | 360.2 | 297.73 | 0
05/24/2024 17:00:00 | 05/24/2024 17:00:00 | 398.66 | 398.66 | 334.15 | 0
05/24/2024 18:00:00 | 05/24/2024 18:00:00 | 226.65 | 226.65 | 174.72 | 0
05/24/2024 19:00:00 | 05/24/2024 19:00:00 | 71.52 | 71.52 | 33.34 | 0
05/24/2024 20:00:00 | 05/24/2024 20:00:00 | 12.61 | 12.61 | 0.32 | 23.56
05/24/2024 21:00:00 | 05/24/2024 21:00:00 | 0 | 0 | 0 | 36.6
05/24/2024 22:00:00 | 05/24/2024 22:00:00 | 0 | 0 | 0 | 37.12
05/24/2024 23:00:00 | 05/24/2024 23:00:00 | 0 | 0 | 0 | 35.08
05/25/2024 00:00:00 | 05/25/2024 00:00:00 | 0 | 0 | 0 | 34.3
05/25/2024 01:00:00 | 05/25/2024 01:00:00 | 0 | 0 | 0 | 34.05
05/25/2024 02:00:00 | 05/25/2024 02:00:00 | 0 | 0 | 0 | 33.53
05/25/2024 03:00:00 | 05/25/2024 03:00:00 | 0 | 0 | 0 | 34.82
05/25/2024 04:00:00 | 05/25/2024 04:00:00 | 0 | 0 | 0 | 34.05
05/25/2024 05:00:00 | 05/25/2024 05:00:00 | 10.69 | 10.69 | 0.58 | 21.5
05/25/2024 06:00:00 | 05/25/2024 06:00:00 | 89.61 | 89.61 | 54.46 | 0
05/25/2024 07:00:00 | 05/25/2024 07:00:00 | 271.74 | 271.74 | 225.09 | 0
05/25/2024 08:00:00 | 05/25/2024 08:00:00 | 325.33 | 325.33 | 275.33 | 0
05/25/2024 09:00:00 | 05/25/2024 09:00:00 | 630.62 | 630.62 | 558.33 | 0
05/25/2024 10:00:00 | 05/25/2024 10:00:00 | 552.89 | 552.89 | 484.23 | 0
05/25/2024 11:00:00 | 05/25/2024 11:00:00 | 869.33 | 869.33 | 777.34 | 0
05/25/2024 12:00:00 | 05/25/2024 12:00:00 | 782.35 | 782.35 | 695.68 | 0
05/25/2024 13:00:00 | 05/25/2024 13:00:00 | 594.31 | 594.31 | 521.79 | 0
05/25/2024 14:00:00 | 05/25/2024 14:00:00 | 541.35 | 541.35 | 473.99 | 0
05/25/2024 15:00:00 | 05/25/2024 15:00:00 | 728.12 | 728.12 | 647.23 | 0
05/25/2024 16:00:00 | 05/25/2024 16:00:00 | 531.12 | 531.12 | 462.33 | 0
05/25/2024 17:00:00 | 05/25/2024 17:00:00 | 358.39 | 358.39 | 302.08 | 0
05/25/2024 18:00:00 | 05/25/2024 18:00:00 | 275.62 | 275.62 | 223.88 | 0
05/25/2024 19:00:00 | 05/25/2024 19:00:00 | 112.49 | 112.49 | 72.44 | 0.26
05/25/2024 20:00:00 | 05/25/2024 20:00:00 | 13.39 | 13.39 | 0 | 22.27
05/25/2024 21:00:00 | 05/25/2024 21:00:00 | 0 | 0 | 0 | 36.1
05/25/2024 22:00:00 | 05/25/2024 22:00:00 | 0 | 0 | 0 | 36.6
05/25/2024 23:00:00 | 05/25/2024 23:00:00 | 0 | 0 | 0 | 34.31
05/26/2024 00:00:00 | 05/26/2024 00:00:00 | 0 | 0 | 0 | 34.3
05/26/2024 01:00:00 | 05/26/2024 01:00:00 | 0 | 0 | 0 | 34.82
05/26/2024 02:00:00 | 05/26/2024 02:00:00 | 0 | 0 | 0 | 33.02
05/26/2024 03:00:00 | 05/26/2024 03:00:00 | 0 | 0 | 0 | 34.56
05/26/2024 04:00:00 | 05/26/2024 04:00:00 | 0 | 0 | 0 | 33.79
05/26/2024 05:00:00 | 05/26/2024 05:00:00 | 4.73 | 4.73 | 0 | 27.14
05/26/2024 06:00:00 | 05/26/2024 06:00:00 | 38.47 | 38.47 | 8.2 | 2.05
05/26/2024 07:00:00 | 05/26/2024 07:00:00 | 176.01 | 176.01 | 135.87 | 0
05/26/2024 08:00:00 | 05/26/2024 08:00:00 | 433.04 | 433.04 | 375.87 | 0
05/26/2024 09:00:00 | 05/26/2024 09:00:00 | 518.74 | 518.74 | 455.04 | 0
05/26/2024 10:00:00 | 05/26/2024 10:00:00 | 726.05 | 726.05 | 644.42 | 0
05/26/2024 11:00:00 | 05/26/2024 11:00:00 | 856.53 | 856.53 | 767.1 | 0
05/26/2024 12:00:00 | 05/26/2024 12:00:00 | 905.56 | 905.56 | 811.26 | 0
05/26/2024 13:00:00 | 05/26/2024 13:00:00 | 926.71 | 926.71 | 829.64 | 0
05/26/2024 14:00:00 | 05/26/2024 14:00:00 | 901.57 | 901.57 | 807.29 | 0
05/26/2024 15:00:00 | 05/26/2024 15:00:00 | 525.33 | 525.33 | 458.75 | 0
05/26/2024 16:00:00 | 05/26/2024 16:00:00 | 365.82 | 365.82 | 311.62 | 0
05/26/2024 17:00:00 | 05/26/2024 17:00:00 | 447.62 | 447.62 | 386.5 | 0
05/26/2024 18:00:00 | 05/26/2024 18:00:00 | 277.01 | 277.01 | 227.9 | 0
05/26/2024 19:00:00 | 05/26/2024 19:00:00 | 112.42 | 112.42 | 74.5 | 0
05/26/2024 20:00:00 | 05/26/2024 20:00:00 | 15.36 | 15.36 | 2.11 | 19.45
05/26/2024 21:00:00 | 05/26/2024 21:00:00 | 0 | 0 | 0 | 34.56
05/26/2024 22:00:00 | 05/26/2024 22:00:00 | 0 | 0 | 0 | 34.31
05/26/2024 23:00:00 | 05/26/2024 23:00:00 | 0 | 0 | 0 | 34.81
05/27/2024 00:00:00 | 05/27/2024 00:00:00 | 0 | 0 | 0 | 34.56
05/27/2024 01:00:00 | 05/27/2024 01:00:00 | 0 | 0 | 0 | 34.31
05/27/2024 02:00:00 | 05/27/2024 02:00:00 | 0 | 0 | 0 | 33.79
05/27/2024 03:00:00 | 05/27/2024 03:00:00 | 0 | 0 | 0 | 34.3
05/27/2024 04:00:00 | 05/27/2024 04:00:00 | 0 | 0 | 0 | 34.05
05/27/2024 05:00:00 | 05/27/2024 05:00:00 | 10.66 | 10.66 | 0.25 | 21.76
05/27/2024 06:00:00 | 05/27/2024 06:00:00 | 109.27 | 109.27 | 72.71 | 0
05/27/2024 07:00:00 | 05/27/2024 07:00:00 | 280.29 | 280.29 | 206.97 | 0
05/27/2024 08:00:00 | 05/27/2024 08:00:00 | 419.04 | 419.04 | 333.7 | 0
05/27/2024 09:00:00 | 05/27/2024 09:00:00 | 619.25 | 619.25 | 520.19 | 0
05/27/2024 10:00:00 | 05/27/2024 10:00:00 | 754.94 | 754.94 | 649.79 | 0
05/27/2024 11:00:00 | 05/27/2024 11:00:00 | 834.86 | 834.86 | 727.94 | 0
05/27/2024 12:00:00 | 05/27/2024 12:00:00 | 840.55 | 840.55 | 729.66 | 0
05/27/2024 13:00:00 | 05/27/2024 13:00:00 | 859.72 | 859.72 | 750.28 | 0
05/27/2024 14:00:00 | 05/27/2024 14:00:00 | 674.71 | 674.71 | 577.02 | 0
05/27/2024 15:00:00 | 05/27/2024 15:00:00 | 707.32 | 707.32 | 608.26 | 0
05/27/2024 16:00:00 | 05/27/2024 16:00:00 | 705.39 | 705.39 | 614.14 | 0
05/27/2024 17:00:00 | 05/27/2024 17:00:00 | 460.93 | 460.93 | 373.12 | 0
05/27/2024 18:00:00 | 05/27/2024 18:00:00 | 369.85 | 369.85 | 291.33 | 0
05/27/2024 19:00:00 | 05/27/2024 19:00:00 | 120.88 | 120.88 | 64.57 | 0
05/27/2024 20:00:00 | 05/27/2024 20:00:00 | 17.78 | 17.78 | 0.45 | 32.26
05/27/2024 21:00:00 | 05/27/2024 21:00:00 | 0 | 0 | 0 | 49.92
05/27/2024 22:00:00 | 05/27/2024 22:00:00 | 0 | 0 | 0 | 50.94
05/27/2024 23:00:00 | 05/27/2024 23:00:00 | 0 | 0 | 0 | 51.46
05/28/2024 00:00:00 | 05/28/2024 00:00:00 | 0 | 0 | 0 | 47.61
05/28/2024 01:00:00 | 05/28/2024 01:00:00 | 0 | 0 | 0 | 48.39
05/28/2024 02:00:00 | 05/28/2024 02:00:00 | 0 | 0 | 0 | 47.61
05/28/2024 03:00:00 | 05/28/2024 03:00:00 | 0 | 0 | 0 | 47.62
05/28/2024 04:00:00 | 05/28/2024 04:00:00 | 0 | 0 | 0 | 47.1
05/28/2024 05:00:00 | 05/28/2024 05:00:00 | 10.19 | 10.19 | 0 | 34.56
05/28/2024 06:00:00 | 05/28/2024 06:00:00 | 83.97 | 83.97 | 36.67 | 1.03
05/28/2024 07:00:00 | 05/28/2024 07:00:00 | 145.84 | 145.84 | 79.62 | 0
05/28/2024 08:00:00 | 05/28/2024 08:00:00 | 194.73 | 194.73 | 131.2 | 0
05/28/2024 09:00:00 | 05/28/2024 09:00:00 | 312.86 | 312.86 | 240.19 | 0
05/28/2024 10:00:00 | 05/28/2024 10:00:00 | 552.49 | 552.49 | 461.76 | 0
05/28/2024 11:00:00 | 05/28/2024 11:00:00 | 695.03 | 695.03 | 592 | 0
05/28/2024 12:00:00 | 05/28/2024 12:00:00 | 620.07 | 620.07 | 522.82 | 0
05/28/2024 13:00:00 | 05/28/2024 13:00:00 | 728.08 | 728.08 | 625.34 | 0
05/28/2024 14:00:00 | 05/28/2024 14:00:00 | 804.33 | 804.33 | 697.09 | 0
05/28/2024 15:00:00 | 05/28/2024 15:00:00 | 792.52 | 792.52 | 685.38 | 0
05/28/2024 16:00:00 | 05/28/2024 16:00:00 | 554.48 | 554.48 | 471.29 | 0
05/28/2024 17:00:00 | 05/28/2024 17:00:00 | 246.69 | 246.69 | 179.07 | 0
05/28/2024 18:00:00 | 05/28/2024 18:00:00 | 138.8 | 138.8 | 78.08 | 0
05/28/2024 19:00:00 | 05/28/2024 19:00:00 | 42.66 | 42.66 | 0.52 | 11.26
05/28/2024 20:00:00 | 05/28/2024 20:00:00 | 3.76 | 3.76 | 0 | 41.99
05/28/2024 21:00:00 | 05/28/2024 21:00:00 | 0 | 0 | 0 | 46.33
05/28/2024 22:00:00 | 05/28/2024 22:00:00 | 0 | 0 | 0 | 46.08
05/28/2024 23:00:00 | 05/28/2024 23:00:00 | 0 | 0 | 0 | 43.78
05/29/2024 00:00:00 | 05/29/2024 00:00:00 | 0 | 0 | 0 | 44.29
05/29/2024 01:00:00 | 05/29/2024 01:00:00 | 0 | 0 | 0 | 43.52
05/29/2024 02:00:00 | 05/29/2024 02:00:00 | 0 | 0 | 0 | 45.31
05/29/2024 03:00:00 | 05/29/2024 03:00:00 | 0 | 0 | 0 | 46.59
05/29/2024 04:00:00 | 05/29/2024 04:00:00 | 0 | 0 | 0 | 49.15
05/29/2024 05:00:00 | 05/29/2024 05:00:00 | 7.15 | 7.15 | 0 | 40.19
05/29/2024 06:00:00 | 05/29/2024 06:00:00 | 85.64 | 85.64 | 41.72 | 8.2
05/29/2024 07:00:00 | 05/29/2024 07:00:00 | 273.3 | 273.3 | 210.24 | 0
05/29/2024 08:00:00 | 05/29/2024 08:00:00 | 462.65 | 462.65 | 383.43 | 0
05/29/2024 09:00:00 | 05/29/2024 09:00:00 | 611.97 | 611.97 | 515.13 | 0
05/29/2024 10:00:00 | 05/29/2024 10:00:00 | 720.8 | 720.8 | 614.4 | 0
05/29/2024 11:00:00 | 05/29/2024 11:00:00 | 766.15 | 766.15 | 657.22 | 0
05/29/2024 12:00:00 | 05/29/2024 12:00:00 | 750.03 | 750.03 | 640.96 | 0
05/29/2024 13:00:00 | 05/29/2024 13:00:00 | 884.67 | 884.67 | 769.47 | 0
05/29/2024 14:00:00 | 05/29/2024 14:00:00 | 749.05 | 749.05 | 644.29 | 0
05/29/2024 15:00:00 | 05/29/2024 15:00:00 | 639.2 | 639.2 | 540.99 | 0
05/29/2024 16:00:00 | 05/29/2024 16:00:00 | 416.25 | 416.25 | 333.57 | 0
05/29/2024 17:00:00 | 05/29/2024 17:00:00 | 490.15 | 490.15 | 403.65 | 0
05/29/2024 18:00:00 | 05/29/2024 18:00:00 | 313.71 | 313.71 | 239.29 | 0
05/29/2024 19:00:00 | 05/29/2024 19:00:00 | 129.97 | 129.97 | 74.37 | 0
05/29/2024 20:00:00 | 05/29/2024 20:00:00 | 12.41 | 12.41 | 0.32 | 34.04
05/29/2024 21:00:00 | 05/29/2024 21:00:00 | 0.01 | 0.01 | 0 | 48.13
05/29/2024 22:00:00 | 05/29/2024 22:00:00 | 0 | 0 | 0 | 49.15
05/29/2024 23:00:00 | 05/29/2024 23:00:00 | 0 | 0 | 0 | 46.34
05/30/2024 00:00:00 | 05/30/2024 00:00:00 | 0 | 0 | 0 | 45.31
05/30/2024 01:00:00 | 05/30/2024 01:00:00 | 0 | 0 | 0 | 45.06
05/30/2024 02:00:00 | 05/30/2024 02:00:00 | 0 | 0 | 0 | 45.05
05/30/2024 03:00:00 | 05/30/2024 03:00:00 | 0 | 0 | 0 | 44.8
05/30/2024 04:00:00 | 05/30/2024 04:00:00 | 0 | 0 | 0 | 44.29
05/30/2024 05:00:00 | 05/30/2024 05:00:00 | 11.58 | 11.58 | 0 | 31.49
05/30/2024 06:00:00 | 05/30/2024 06:00:00 | 98.63 | 98.63 | 51.39 | 0.26
05/30/2024 07:00:00 | 05/30/2024 07:00:00 | 176.55 | 176.55 | 116.93 | 0
05/30/2024 08:00:00 | 05/30/2024 08:00:00 | 515.77 | 515.77 | 428.93 | 0
05/30/2024 09:00:00 | 05/30/2024 09:00:00 | 575.03 | 575.03 | 482.88 | 0
05/30/2024 10:00:00 | 05/30/2024 10:00:00 | 472.84 | 472.84 | 384.96 | 0
05/30/2024 11:00:00 | 05/30/2024 11:00:00 | 221.83 | 221.83 | 149.82 | 0
05/30/2024 12:00:00 | 05/30/2024 12:00:00 | 380.46 | 380.46 | 297.09 | 0
05/30/2024 13:00:00 | 05/30/2024 13:00:00 | 225.72 | 225.72 | 155.84 | 0
05/30/2024 14:00:00 | 05/30/2024 14:00:00 | 184.09 | 184.09 | 118.47 | 0
05/30/2024 15:00:00 | 05/30/2024 15:00:00 | 196.94 | 196.94 | 129.85 | 0
05/30/2024 16:00:00 | 05/30/2024 16:00:00 | 144.32 | 144.32 | 84.99 | 0
05/30/2024 17:00:00 | 05/30/2024 17:00:00 | 97.88 | 97.88 | 39.88 | 0.76
05/30/2024 18:00:00 | 05/30/2024 18:00:00 | 55.93 | 55.93 | 8.38 | 8.2
05/30/2024 19:00:00 | 05/30/2024 19:00:00 | 40.96 | 40.96 | 0.64 | 9.21
05/30/2024 20:00:00 | 05/30/2024 20:00:00 | 13.25 | 13.25 | 0 | 33.54
05/30/2024 21:00:00 | 05/30/2024 21:00:00 | 0 | 0 | 0 | 49.15
05/30/2024 22:00:00 | 05/30/2024 22:00:00 | 0 | 0 | 0 | 46.34
05/30/2024 23:00:00 | 05/30/2024 23:00:00 | 0 | 0 | 0 | 45.05
05/31/2024 00:00:00 | 05/31/2024 00:00:00 | 0 | 0 | 0 | 44.55
05/31/2024 01:00:00 | 05/31/2024 01:00:00 | 0 | 0 | 0 | 44.54
05/31/2024 02:00:00 | 05/31/2024 02:00:00 | 0 | 0 | 0 | 44.03
05/31/2024 03:00:00 | 05/31/2024 03:00:00 | 0 | 0 | 0 | 44.55
05/31/2024 04:00:00 | 05/31/2024 04:00:00 | 0 | 0 | 0 | 44.28
05/31/2024 05:00:00 | 05/31/2024 05:00:00 | 0 | 0 | 0 | 44.55
05/31/2024 06:00:00 | 05/31/2024 06:00:00 | 1.16 | 1.16 | 0 | 43.01
05/31/2024 07:00:00 | 05/31/2024 07:00:00 | 15.91 | 15.91 | 0 | 42.24
05/31/2024 08:00:00 | 05/31/2024 08:00:00 | 79.45 | 79.45 | 18.88 | 8.96
05/31/2024 09:00:00 | 05/31/2024 09:00:00 | 46.58 | 46.58 | 7.87 | 30.46
05/31/2024 10:00:00 | 05/31/2024 10:00:00 | 109.3 | 109.3 | 41.09 | 5.12
05/31/2024 11:00:00 | 05/31/2024 11:00:00 | 402.74 | 402.74 | 313.09 | 0
05/31/2024 12:00:00 | 05/31/2024 12:00:00 | 808.76 | 808.76 | 689.73 | 0
05/31/2024 13:00:00 | 05/31/2024 13:00:00 | 528.78 | 528.78 | 430.33 | 0
05/31/2024 14:00:00 | 05/31/2024 14:00:00 | 354.08 | 354.08 | 268.55 | 0
05/31/2024 15:00:00 | 05/31/2024 15:00:00 | 245.42 | 245.42 | 166.2 | 0
05/31/2024 16:00:00 | 05/31/2024 16:00:00 | 221.24 | 221.24 | 156.61 | 1.54
05/31/2024 17:00:00 | 05/31/2024 17:00:00 | 110.46 | 110.46 | 55.36 | 0
05/31/2024 18:00:00 | 05/31/2024 18:00:00 | 14.41 | 14.41 | 0.51 | 39.42
05/31/2024 19:00:00 | 05/31/2024 19:00:00 | 28.02 | 28.02 | 0 | 19.71
05/31/2024 20:00:00 | 05/31/2024 20:00:00 | 9.08 | 9.08 | 0 | 37.89
05/31/2024 21:00:00 | 05/31/2024 21:00:00 | 0 | 0 | 0 | 49.92
05/31/2024 22:00:00 | 05/31/2024 22:00:00 | 0 | 0 | 0 | 48.38
05/31/2024 23:00:00 | 05/31/2024 23:00:00 | 0 | 0 | 0 | 48.39
2024-01-06 | 45297 | 0 | 0 | 0 | 48.38
2024-01-06 01:00 | 45297.0417 | 0 | 0 | 0 | 47.36
2024-01-06 02:00 | 45297.0833 | 0 | 0 | 0 | 47.11
2024-01-06 03:00 | 45297.125 | 0 | 0 | 0 | 47.61
2024-01-06 04:00 | 45297.1667 | 0 | 0 | 0 | 47.36
2024-01-06 05:00 | 45297.2083 | 8.97 | 8.97 | 0 | 36.87
2024-01-06 06:00 | 45297.25 | 94.35 | 94.35 | 52.48 | 6.91
2024-01-06 07:00 | 45297.2917 | 236.16 | 236.16 | 177.86 | 0
2024-01-06 08:00 | 45297.3333 | 223.84 | 223.84 | 165.38 | 0
2024-01-06 09:00 | 45297.375 | 284.6 | 284.6 | 221.63 | 0
2024-01-06 10:00 | 45297.4167 | 375.89 | 375.89 | 304.06 | 0
2024-01-06 11:00 | 45297.4583 | 494.61 | 494.61 | 416 | 0
2024-01-06 12:00 | 45297.5 | 512.98 | 512.98 | 432.64 | 0
2024-01-06 13:00 | 45297.5417 | 562.24 | 562.24 | 478.21 | 0
2024-01-06 14:00 | 45297.5833 | 530.31 | 530.31 | 449.54 | 0
2024-01-06 15:00 | 45297.625 | 744.59 | 744.59 | 647.48 | 0
2024-01-06 16:00 | 45297.6667 | 544.55 | 544.55 | 463.11 | 0
2024-01-06 17:00 | 45297.7083 | 523.74 | 523.74 | 444.54 | 0
2024-01-06 18:00 | 45297.75 | 130.49 | 130.49 | 79.11 | 0
2024-01-06 19:00 | 45297.7917 | 64.24 | 64.24 | 17.15 | 1.53
2024-01-06 20:00 | 45297.8333 | 11.41 | 11.41 | 0 | 35.84
2024-01-06 21:00 | 45297.875 | 0.01 | 0.01 | 0 | 50.44
2024-01-06 22:00 | 45297.9167 | 0 | 0 | 0 | 51.45
2024-01-06 23:00 | 45297.9583 | 0 | 0 | 0 | 47.62
2024-02-06 | 45328 | 0 | 0 | 0 | 47.61
2024-02-06 01:00 | 45328.0417 | 0 | 0 | 0 | 47.36
2024-02-06 02:00 | 45328.0833 | 0 | 0 | 0 | 46.6
2024-02-06 03:00 | 45328.125 | 0 | 0 | 0 | 46.84
2024-02-06 04:00 | 45328.1667 | 0 | 0 | 0 | 47.11
2024-02-06 05:00 | 45328.2083 | 7.71 | 7.71 | 0 | 35.84
2024-02-06 06:00 | 45328.25 | 93.38 | 93.38 | 50.05 | 4.09
2024-02-06 07:00 | 45328.2917 | 267.37 | 267.37 | 209.08 | 0
2024-02-06 08:00 | 45328.3333 | 452.2 | 452.2 | 381.51 | 0
2024-02-06 09:00 | 45328.375 | 624.8 | 624.8 | 540.73 | 0
2024-02-06 10:00 | 45328.4167 | 749.09 | 749.09 | 654.47 | 0
2024-02-06 11:00 | 45328.4583 | 820.28 | 820.28 | 719.42 | 0
2024-02-06 12:00 | 45328.5 | 773.87 | 773.87 | 677.89 | 0
2024-02-06 13:00 | 45328.5417 | 706.4 | 706.4 | 613.7 | 0
2024-02-06 14:00 | 45328.5833 | 625.97 | 625.97 | 537.98 | 0
2024-02-06 15:00 | 45328.625 | 548.63 | 548.63 | 469.06 | 0
2024-02-06 16:00 | 45328.6667 | 270.88 | 270.88 | 210.88 | 0
2024-02-06 17:00 | 45328.7083 | 277.7 | 277.7 | 216.96 | 0
2024-02-06 18:00 | 45328.75 | 134.8 | 134.8 | 83.13 | 0
2024-02-06 19:00 | 45328.7917 | 45.42 | 45.42 | 11.78 | 12.04
2024-02-06 20:00 | 45328.8333 | 5.72 | 5.72 | 0 | 40.7
2024-02-06 21:00 | 45328.875 | 0 | 0 | 0 | 47.62
2024-02-06 22:00 | 45328.9167 | 0 | 0 | 0 | 47.61
2024-02-06 23:00 | 45328.9583 | 0 | 0 | 0 | 47.36
2024-03-06 | 45357 | 0 | 0 | 0 | 47.11
2024-03-06 01:00 | 45357.0417 | 0 | 0 | 0 | 48.38
2024-03-06 02:00 | 45357.0833 | 0 | 0 | 0 | 46.59
2024-03-06 03:00 | 45357.125 | 0 | 0 | 0 | 47.11
2024-03-06 04:00 | 45357.1667 | 0 | 0 | 0 | 46.84
2024-03-06 05:00 | 45357.2083 | 2.87 | 2.87 | 0 | 43.27
2024-03-06 06:00 | 45357.25 | 29.06 | 29.06 | 2.81 | 18.17
2024-03-06 07:00 | 45357.2917 | 147.98 | 147.98 | 88.39 | 0
2024-03-06 08:00 | 45357.3333 | 221.67 | 221.67 | 155.9 | 0
2024-03-06 09:00 | 45357.375 | 202.53 | 202.53 | 132.35 | 0
2024-03-06 10:00 | 45357.4167 | 225.19 | 225.19 | 150.02 | 0
2024-03-06 11:00 | 45357.4583 | 308.51 | 308.51 | 227.9 | 0
2024-03-06 12:00 | 45357.5 | 152.46 | 152.46 | 83.52 | 0
2024-03-06 13:00 | 45357.5417 | 422.81 | 422.81 | 337.35 | 0
2024-03-06 14:00 | 45357.5833 | 763.6 | 763.6 | 651.45 | 0
2024-03-06 15:00 | 45357.625 | 675.94 | 675.94 | 569.41 | 0
2024-03-06 16:00 | 45357.6667 | 480.37 | 480.37 | 396.03 | 0
2024-03-06 17:00 | 45357.7083 | 209.23 | 209.23 | 146.5 | 0
2024-03-06 18:00 | 45357.75 | 190.35 | 190.35 | 128 | 0
2024-03-06 19:00 | 45357.7917 | 82.79 | 82.79 | 41.92 | 11.52
2024-03-06 20:00 | 45357.8333 | 2.86 | 2.86 | 0 | 43.52
2024-03-06 21:00 | 45357.875 | 0 | 0 | 0 | 48.39
2024-03-06 22:00 | 45357.9167 | 0 | 0 | 0 | 47.1
2024-03-06 23:00 | 45357.9583 | 0 | 0 | 0 | 46.08
2024-04-06 | 45388 | 0 | 0 | 0 | 45.06
2024-04-06 01:00 | 45388.0417 | 0 | 0 | 0 | 45.31
2024-04-06 02:00 | 45388.0833 | 0 | 0 | 0 | 45.82
2024-04-06 03:00 | 45388.125 | 0 | 0 | 0 | 45.57
2024-04-06 04:00 | 45388.1667 | 0 | 0 | 0 | 45.83
2024-04-06 05:00 | 45388.2083 | 9.99 | 9.99 | 0 | 33.02
2024-04-06 06:00 | 45388.25 | 91.29 | 91.29 | 45.57 | 1.28
2024-04-06 07:00 | 45388.2917 | 174.7 | 174.7 | 113.85 | 0
2024-04-06 08:00 | 45388.3333 | 381.07 | 381.07 | 302.72 | 0
2024-04-06 09:00 | 45388.375 | 438.11 | 438.11 | 354.18 | 0
2024-04-06 10:00 | 45388.4167 | 331.43 | 331.43 | 249.41 | 0
2024-04-06 11:00 | 45388.4583 | 420.18 | 420.18 | 331.77 | 0
2024-04-06 12:00 | 45388.5 | 509.88 | 509.88 | 416.07 | 0
2024-04-06 13:00 | 45388.5417 | 270.78 | 270.78 | 193.41 | 0
2024-04-06 14:00 | 45388.5833 | 381.19 | 381.19 | 295.87 | 0
2024-04-06 15:00 | 45388.625 | 721.93 | 721.93 | 607.1 | 0
2024-04-06 16:00 | 45388.6667 | 302.56 | 302.56 | 230.21 | 0
2024-04-06 17:00 | 45388.7083 | 105.52 | 105.52 | 51.33 | 2.82
2024-04-06 18:00 | 45388.75 | 63.98 | 63.98 | 15.23 | 8.19
2024-04-06 19:00 | 45388.7917 | 93.6 | 93.6 | 36.93 | 0
2024-04-06 20:00 | 45388.8333 | 18.71 | 18.71 | 0.06 | 31.49
2024-04-06 21:00 | 45388.875 | 0 | 0 | 0 | 50.94
2024-04-06 22:00 | 45388.9167 | 0 | 0 | 0 | 49.66
2024-04-06 23:00 | 45388.9583 | 0 | 0 | 0 | 49.92
2024-05-06 | 45418 | 0 | 0 | 0 | 49.41
2024-05-06 01:00 | 45418.0417 | 0 | 0 | 0 | 49.92
2024-05-06 02:00 | 45418.0833 | 0 | 0 | 0 | 48.64
2024-05-06 03:00 | 45418.125 | 0 | 0 | 0 | 49.15
2024-05-06 04:00 | 45418.1667 | 0 | 0 | 0 | 49.92
2024-05-06 05:00 | 45418.2083 | 7.03 | 7.03 | 0 | 40.2
2024-05-06 06:00 | 45418.25 | 63.04 | 63.04 | 20.87 | 7.42
2024-05-06 07:00 | 45418.2917 | 258.88 | 258.88 | 188.54 | 0
2024-05-06 08:00 | 45418.3333 | 324.19 | 324.19 | 243.39 | 0
2024-05-06 09:00 | 45418.375 | 343.19 | 343.19 | 262.02 | 0
2024-05-06 10:00 | 45418.4167 | 562.89 | 562.89 | 442.81 | 0
2024-05-06 11:00 | 45418.4583 | 474.97 | 474.97 | 378.95 | 0
2024-05-06 12:00 | 45418.5 | 928.08 | 928.08 | 802.24 | 0
2024-05-06 13:00 | 45418.5417 | 798.01 | 798.01 | 682.24 | 0
2024-05-06 14:00 | 45418.5833 | 552.01 | 552.01 | 450.94 | 0
2024-05-06 15:00 | 45418.625 | 587.39 | 587.39 | 473.6 | 0
2024-05-06 16:00 | 45418.6667 | 651.93 | 651.93 | 556.8 | 0
2024-05-06 17:00 | 45418.7083 | 458.71 | 458.71 | 376.64 | 0
2024-05-06 18:00 | 45418.75 | 282.84 | 282.84 | 212.87 | 0
2024-05-06 19:00 | 45418.7917 | 140.86 | 140.86 | 82.43 | 0.26
2024-05-06 20:00 | 45418.8333 | 14.96 | 14.96 | 0.38 | 34.81
2024-05-06 21:00 | 45418.875 | 0.01 | 0.01 | 0 | 52.48
2024-05-06 22:00 | 45418.9167 | 0 | 0 | 0 | 50.69
2024-05-06 23:00 | 45418.9583 | 0 | 0 | 0 | 49.92
2024-06-06 | 45449 | 0 | 0 | 0 | 49.41
2024-06-06 01:00 | 45449.0417 | 0 | 0 | 0 | 50.17
2024-06-06 02:00 | 45449.0833 | 0 | 0 | 0 | 49.67
2024-06-06 03:00 | 45449.125 | 0 | 0 | 0 | 49.66
2024-06-06 04:00 | 45449.1667 | 0 | 0 | 0 | 49.15
2024-06-06 05:00 | 45449.2083 | 11.21 | 11.21 | 0 | 37.12
2024-06-06 06:00 | 45449.25 | 91.23 | 91.23 | 41.92 | 1.28
2024-06-06 07:00 | 45449.2917 | 272.33 | 272.33 | 200.9 | 0
2024-06-06 08:00 | 45449.3333 | 434.33 | 434.33 | 350.14 | 0
2024-06-06 09:00 | 45449.375 | 607.98 | 607.98 | 510.27 | 0
2024-06-06 10:00 | 45449.4167 | 759.3 | 759.3 | 645.57 | 0
2024-06-06 11:00 | 45449.4583 | 801.06 | 801.06 | 683.27 | 0
2024-06-06 12:00 | 45449.5 | 823.57 | 823.57 | 704.44 | 0
2024-06-06 13:00 | 45449.5417 | 767.29 | 767.29 | 652.68 | 0
2024-06-06 14:00 | 45449.5833 | 854.97 | 854.97 | 731.96 | 0
2024-06-06 15:00 | 45449.625 | 765.14 | 765.14 | 649.22 | 0
2024-06-06 16:00 | 45449.6667 | 657.99 | 657.99 | 552.77 | 0
2024-06-06 17:00 | 45449.7083 | 490.5 | 490.5 | 398.65 | 0
2024-06-06 18:00 | 45449.75 | 309.06 | 309.06 | 229.89 | 0
2024-06-06 19:00 | 45449.7917 | 126.77 | 126.77 | 63.36 | 0
2024-06-06 20:00 | 45449.8333 | 23.57 | 23.57 | 1.6 | 31.75
2024-06-06 21:00 | 45449.875 | 0 | 0 | 0 | 55.55
2024-06-06 22:00 | 45449.9167 | 0 | 0 | 0 | 53.25
2024-06-06 23:00 | 45449.9583 | 0 | 0 | 0 | 52.73
2024-07-06 | 45479 | 0 | 0 | 0 | 59.14
2024-07-06 01:00 | 45479.0417 | 0 | 0 | 0 | 60.42
2024-07-06 02:00 | 45479.0833 | 0 | 0 | 0 | 59.64
2024-07-06 03:00 | 45479.125 | 0 | 0 | 0 | 59.4
2024-07-06 04:00 | 45479.1667 | 0 | 0 | 0 | 60.41
2024-07-06 05:00 | 45479.2083 | 15 | 15 | 0 | 43.01
2024-07-06 06:00 | 45479.25 | 99.98 | 99.98 | 40.26 | 2.3
2024-07-06 07:00 | 45479.2917 | 252.06 | 252.06 | 176.64 | 0
2024-07-06 08:00 | 45479.3333 | 433.19 | 433.19 | 336.45 | 0
2024-07-06 09:00 | 45479.375 | 603.59 | 603.59 | 482.36 | 0
2024-07-06 10:00 | 45479.4167 | 737.45 | 737.45 | 328.58 | 0
2024-07-06 11:00 | 45479.4583 | 825.19 | 825.19 | 671.42 | 0
2024-07-06 12:00 | 45479.5 | 854.1 | 854.1 | 726.21 | 0
2024-07-06 13:00 | 45479.5417 | 801.7 | 801.7 | 670.66 | 0
2024-07-06 14:00 | 45479.5833 | 769.98 | 769.98 | 530.75 | 0
2024-07-06 15:00 | 45479.625 | 763.18 | 763.18 | 491.2 | 0
2024-07-06 16:00 | 45479.6667 | 644.91 | 644.91 | 395.52 | 0.26
2024-07-06 17:00 | 45479.7083 | 400.37 | 400.37 | 167.94 | 0
2024-07-06 18:00 | 45479.75 | 308.47 | 308.47 | 82.3 | 0.26
2024-07-06 19:00 | 45479.7917 | 131.43 | 131.43 | 0.13 | 84.48
2024-07-06 20:00 | 45479.8333 | 18.34 | 18.34 | 0 | 185.85
2024-07-06 21:00 | 45479.875 | 0.02 | 0.02 | 0 | 204.03
2024-07-06 22:00 | 45479.9167 | 0 | 0 | 0 | 203.52
2024-07-06 23:00 | 45479.9583 | 0 | 0 | 0 | 201.48
2024-08-06 | 45510 | 0 | 0 | 0 | 201.47
2024-08-06 01:00 | 45510.0417 | 0 | 0 | 0 | 200.96
2024-08-06 02:00 | 45510.0833 | 0 | 0 | 0 | 201.47
2024-08-06 03:00 | 45510.125 | 0 | 0 | 0 | 200.96
2024-08-06 04:00 | 45510.1667 | 0 | 0 | 0 | 201.22
2024-08-06 05:00 | 45510.2083 | 11.06 | 11.06 | 0 | 187.39
2024-08-06 06:00 | 45510.25 | 80.19 | 80.19 | 0 | 119.29
2024-08-06 07:00 | 45510.2917 | 229.41 | 229.41 | 34.69 | 14.6
2024-08-06 08:00 | 45510.3333 | 356.99 | 356.99 | 142.59 | 11
2024-08-06 09:00 | 45510.375 | 537.62 | 537.62 | 298.49 | 0
2024-08-06 10:00 | 45510.4167 | 549.25 | 549.25 | 308.68 | 0
2024-08-06 11:00 | 45510.4583 | 458.09 | 458.09 | 223.36 | 0
2024-08-06 12:00 | 45510.5 | 709.59 | 709.59 | 463.87 | 0
2024-08-06 13:00 | 45510.5417 | 814.36 | 814.36 | 565.5 | 0
2024-08-06 14:00 | 45510.5833 | 701.16 | 701.16 | 461.06 | 0
2024-08-06 15:00 | 45510.625 | 611.6 | 611.6 | 379.07 | 0
2024-08-06 16:00 | 45510.6667 | 358.43 | 358.43 | 143.17 | 2.31
2024-08-06 17:00 | 45510.7083 | 317.37 | 317.37 | 105.92 | 4.35
2024-08-06 18:00 | 45510.75 | 172.9 | 172.9 | 2.3 | 36.35
2024-08-06 19:00 | 45510.7917 | 76.63 | 76.63 | 0 | 124.93
2024-08-06 20:00 | 45510.8333 | 13.26 | 13.26 | 0 | 186.37
2024-08-06 21:00 | 45510.875 | 0 | 0 | 0 | 201.73
2024-08-06 22:00 | 45510.9167 | 0 | 0 | 0 | 201.47
2024-08-06 23:00 | 45510.9583 | 0 | 0 | 0 | 199.93
2024-09-06 | 45541 | 0 | 0 | 0 | 198.92
2024-09-06 01:00 | 45541.0417 | 0 | 0 | 0 | 198.91
2024-09-06 02:00 | 45541.0833 | 0 | 0 | 0 | 199.42
2024-09-06 03:00 | 45541.125 | 0 | 0 | 0 | 198.15
2024-09-06 04:00 | 45541.1667 | 0 | 0 | 0 | 198.91
2024-09-06 05:00 | 45541.2083 | 5.12 | 5.12 | 0 | 192.25
2024-09-06 06:00 | 45541.25 | 41.2 | 41.2 | 0 | 153.86
2024-09-06 07:00 | 45541.2917 | 123.15 | 123.15 | 0 | 77.82
2024-09-06 08:00 | 45541.3333 | 291.81 | 291.81 | 94.15 | 13.06
2024-09-06 09:00 | 45541.375 | 396.63 | 396.63 | 178.49 | 0
2024-09-06 10:00 | 45541.4167 | 422.21 | 422.21 | 199.04 | 0
2024-09-06 11:00 | 45541.4583 | 624.58 | 624.58 | 390.53 | 0
2024-09-06 12:00 | 45541.5 | 854.5 | 854.5 | 606.66 | 0
2024-09-06 13:00 | 45541.5417 | 731.22 | 731.22 | 490.43 | 0
2024-09-06 14:00 | 45541.5833 | 578.27 | 578.27 | 349.69 | 0
2024-09-06 15:00 | 45541.625 | 207.75 | 207.75 | 27.01 | 26.88
2024-09-06 16:00 | 45541.6667 | 327.03 | 327.03 | 113.47 | 0
2024-09-06 17:00 | 45541.7083 | 195.8 | 195.8 | 32.2 | 40.19
2024-09-06 18:00 | 45541.75 | 54.48 | 54.48 | 0 | 141.57
2024-09-06 19:00 | 45541.7917 | 32.88 | 32.88 | 0 | 161.79
2024-09-06 20:00 | 45541.8333 | 14.38 | 14.38 | 0 | 180.99
2024-09-06 21:00 | 45541.875 | 0 | 0 | 0 | 197.89
2024-09-06 22:00 | 45541.9167 | 0 | 0 | 0 | 196.87
2024-09-06 23:00 | 45541.9583 | 0 | 0 | 0 | 196.35
2024-10-06 | 45571 | 0 | 0 | 0 | 196.35
2024-10-06 01:00 | 45571.0417 | 0 | 0 | 0 | 195.58
2024-10-06 02:00 | 45571.0833 | 0 | 0 | 0 | 196.1
2024-10-06 03:00 | 45571.125 | 0 | 0 | 0 | 196.1
2024-10-06 04:00 | 45571.1667 | 0 | 0 | 0 | 196.35
2024-10-06 05:00 | 45571.2083 | 10.85 | 10.85 | 0 | 184.32
2024-10-06 06:00 | 45571.25 | 10.27 | 10.27 | 0 | 195.33
2024-10-06 07:00 | 45571.2917 | 4.3 | 4.3 | 0 | 207.1
2024-10-06 08:00 | 45571.3333 | 56.62 | 56.62 | 0 | 188.42
2024-10-06 09:00 | 45571.375 | 229.38 | 229.38 | 28.41 | 77.56
2024-10-06 10:00 | 45571.4167 | 153.19 | 153.19 | 0 | 123.4
2024-10-06 11:00 | 45571.4583 | 445.89 | 445.89 | 179.52 | 29.44
2024-10-06 12:00 | 45571.5 | 814.03 | 814.03 | 491.27 | 0
2024-10-06 13:00 | 45571.5417 | 582.55 | 582.55 | 274.62 | 0
2024-10-06 14:00 | 45571.5833 | 573.41 | 573.41 | 267.84 | 0
2024-10-06 15:00 | 45571.625 | 533.86 | 533.86 | 233.41 | 2.3
2024-10-06 16:00 | 45571.6667 | 511.05 | 511.05 | 242.69 | 29.44
2024-10-06 17:00 | 45571.7083 | 427.49 | 427.49 | 141.63 | 6.91
2024-10-06 18:00 | 45571.75 | 266.83 | 266.83 | 59.13 | 74.5
2024-10-06 19:00 | 45571.7917 | 19.11 | 19.11 | 0 | 248.06
2024-10-06 20:00 | 45571.8333 | 1.32 | 1.32 | 0 | 265.99
2024-10-06 21:00 | 45571.875 | 0 | 0 | 0 | 264.7
2024-10-06 22:00 | 45571.9167 | 0 | 0 | 0 | 262.14
2024-10-06 23:00 | 45571.9583 | 0 | 0 | 0 | 262.92
2024-11-06 | 45602 | 0 | 0 | 0 | 264.7
2024-11-06 01:00 | 45602.0417 | 0 | 0 | 0 | 264.96
2024-11-06 02:00 | 45602.0833 | 0 | 0 | 0 | 262.91
2024-11-06 03:00 | 45602.125 | 0 | 0 | 0 | 264.96
2024-11-06 04:00 | 45602.1667 | 0 | 0 | 0 | 264.19
2024-11-06 05:00 | 45602.2083 | 0.91 | 0.91 | 0 | 262.92
2024-11-06 06:00 | 45602.25 | 21.3 | 21.3 | 0 | 242.68
2024-11-06 07:00 | 45602.2917 | 148.24 | 148.24 | 0 | 140.29
2024-11-06 08:00 | 45602.3333 | 149.83 | 149.83 | 0 | 136.45
2024-11-06 09:00 | 45602.375 | 122.67 | 122.67 | 0 | 161.54
2024-11-06 10:00 | 45602.4167 | 139.38 | 139.38 | 0 | 146.43
2024-11-06 11:00 | 45602.4583 | 247.95 | 247.95 | 11.72 | 90.37
2024-11-06 12:00 | 45602.5 | 96.24 | 96.24 | 0 | 249.08
2024-11-06 13:00 | 45602.5417 | 112.09 | 112.09 | 0 | 248.07
2024-11-06 14:00 | 45602.5833 | 78.58 | 78.58 | 0 | 297.98
2024-11-06 15:00 | 45602.625 | 96.35 | 96.35 | 0 | 286.21
2024-11-06 16:00 | 45602.6667 | 186.89 | 186.89 | 0.19 | 152.58
2024-11-06 17:00 | 45602.7083 | 242.83 | 242.83 | 2.17 | 101.63
2024-11-06 18:00 | 45602.75 | 266.29 | 266.29 | 5.12 | 82.69
2024-11-06 19:00 | 45602.7917 | 116.21 | 116.21 | 0 | 217.85
2024-11-06 20:00 | 45602.8333 | 10.12 | 10.12 | 0 | 313.86
2024-11-06 21:00 | 45602.875 | 0.01 | 0.01 | 0 | 326.65
2024-11-06 22:00 | 45602.9167 | 0 | 0 | 0 | 319.75
2024-11-06 23:00 | 45602.9583 | 0 | 0 | 0 | 316.67
2024-12-06 | 45632 | 0 | 0 | 0 | 314.62
2024-12-06 01:00 | 45632.0417 | 0 | 0 | 0 | 314.37
2024-12-06 02:00 | 45632.0833 | 0 | 0 | 0 | 314.63
2024-12-06 03:00 | 45632.125 | 0 | 0 | 0 | 313.85
2024-12-06 04:00 | 45632.1667 | 0 | 0 | 0 | 299.78
2024-12-06 05:00 | 45632.2083 | 4.85 | 4.85 | 0 | 290.56
2024-12-06 06:00 | 45632.25 | 38.64 | 38.64 | 0 | 258.05
2024-12-06 07:00 | 45632.2917 | 143.51 | 143.51 | 0 | 279.55
2024-12-06 08:00 | 45632.3333 | 113.13 | 113.13 | 0 | 296.7
2024-12-06 09:00 | 45632.375 | 165.17 | 165.17 | 0 | 249.86
2024-12-06 10:00 | 45632.4167 | 181.18 | 181.18 | 0 | 268.03
2024-12-06 11:00 | 45632.4583 | 159.44 | 159.44 | 0 | 510.46
2024-12-06 12:00 | 45632.5 | 198.94 | 198.94 | 0 | 278.28
2024-12-06 13:00 | 45632.5417 | 293.93 | 293.93 | 0 | 179.96
2024-12-06 14:00 | 45632.5833 | 234.95 | 234.95 | 1.73 | 413.7
2024-12-06 15:00 | 45632.625 | 542.89 | 542.89 | 50.95 | 35.07
2024-12-06 16:00 | 45632.6667 | 274.39 | 274.39 | 3.07 | 525.06
2024-12-06 17:00 | 45632.7083 | 109.4 | 109.4 | 0 | 425.47
2024-12-06 18:00 | 45632.75 | 74.55 | 74.55 | 0 | 306.18
2024-12-06 19:00 | 45632.7917 | 42.61 | 42.61 | 0 | 345.6
2024-12-06 20:00 | 45632.8333 | 12.69 | 12.69 | 0 | 354.56
2024-12-06 21:00 | 45632.875 | 0 | 0 | 0 | 336.38
2024-12-06 22:00 | 45632.9167 | 0 | 0 | 0 | 342.02
2024-12-06 23:00 | 45632.9583 | 0 | 0 | 0 | 344.32
06/13/2024 00:00:00 | 06/13/2024 00:00:00 | 0 | 0 | 0 | 337.66
06/13/2024 01:00:00 | 06/13/2024 01:00:00 | 0 | 0 | 0 | 334.08
06/13/2024 02:00:00 | 06/13/2024 02:00:00 | 0 | 0 | 0 | 345.34
06/13/2024 03:00:00 | 06/13/2024 03:00:00 | 0 | 0 | 0 | 360.71
06/13/2024 04:00:00 | 06/13/2024 04:00:00 | 0 | 0 | 0 | 352.25
06/13/2024 05:00:00 | 06/13/2024 05:00:00 | 7.48 | 7.48 | 0 | 321.8
06/13/2024 06:00:00 | 06/13/2024 06:00:00 | 76.89 | 76.89 | 0 | 600.57
06/13/2024 07:00:00 | 06/13/2024 07:00:00 | 255.78 | 255.78 | 0 | 253.19
06/13/2024 08:00:00 | 06/13/2024 08:00:00 | 497.95 | 497.95 | 2.88 | 251.39
06/13/2024 09:00:00 | 06/13/2024 09:00:00 | 647.19 | 647.19 | 204.35 | 45.57
06/13/2024 10:00:00 | 06/13/2024 10:00:00 | 400.35 | 400.35 | 27.65 | 112.12
06/13/2024 11:00:00 | 06/13/2024 11:00:00 | 206.75 | 206.75 | 0 | 471.56
06/13/2024 12:00:00 | 06/13/2024 12:00:00 | 266.96 | 266.96 | 0 | 449.02
06/13/2024 13:00:00 | 06/13/2024 13:00:00 | 268.72 | 268.72 | 0 | 484.35
06/13/2024 14:00:00 | 06/13/2024 14:00:00 | 202.22 | 202.22 | 0 | 257.03
06/13/2024 15:00:00 | 06/13/2024 15:00:00 | 693.79 | 693.79 | 68.22 | 116.48
06/13/2024 16:00:00 | 06/13/2024 16:00:00 | 719.87 | 719.87 | 7.62 | 64
06/13/2024 17:00:00 | 06/13/2024 17:00:00 | 544.48 | 544.48 | 9.53 | 246.78
06/13/2024 18:00:00 | 06/13/2024 18:00:00 | 357.13 | 357.13 | 0 | 445.7
06/13/2024 19:00:00 | 06/13/2024 19:00:00 | 176.46 | 176.46 | 0 | 660.48
06/13/2024 20:00:00 | 06/13/2024 20:00:00 | 36.34 | 36.34 | 0 | 768.76
06/13/2024 21:00:00 | 06/13/2024 21:00:00 | 0.11 | 0.11 | 0 | 720.39
06/13/2024 22:00:00 | 06/13/2024 22:00:00 | 0 | 0 | 0 | 458.24
06/13/2024 23:00:00 | 06/13/2024 23:00:00 | 0 | 0 | 0 | 441.34
06/14/2024 00:00:00 | 06/14/2024 00:00:00 | 0 | 0 | 0 | 435.2
06/14/2024 01:00:00 | 06/14/2024 01:00:00 | 0 | 0 | 0 | 431.87
06/14/2024 02:00:00 | 06/14/2024 02:00:00 | 0 | 0 | 0 | 428.8
06/14/2024 03:00:00 | 06/14/2024 03:00:00 | 0 | 0 | 0 | 430.08
06/14/2024 04:00:00 | 06/14/2024 04:00:00 | 0.05 | 0.05 | 0 | 429.32
06/14/2024 05:00:00 | 06/14/2024 05:00:00 | 23.37 | 23.37 | 0 | 391.68
06/14/2024 06:00:00 | 06/14/2024 06:00:00 | 77.23 | 77.23 | 0 | 581.88
06/14/2024 07:00:00 | 06/14/2024 07:00:00 | 274.75 | 274.75 | 0 | 478.72
06/14/2024 08:00:00 | 06/14/2024 08:00:00 | 289.08 | 289.08 | 0 | 412.93
06/14/2024 09:00:00 | 06/14/2024 09:00:00 | 365.38 | 365.38 | 0 | 437.25
06/14/2024 10:00:00 | 06/14/2024 10:00:00 | 521.77 | 521.77 | 3.46 | 303.62
06/14/2024 11:00:00 | 06/14/2024 11:00:00 | 862.3 | 862.3 | 218.88 | 15.87
06/14/2024 12:00:00 | 06/14/2024 12:00:00 | 836.31 | 836.31 | 223.23 | 12.03
06/14/2024 13:00:00 | 06/14/2024 13:00:00 | 836.72 | 836.72 | 139.71 | 48.9
06/14/2024 14:00:00 | 06/14/2024 14:00:00 | 729.53 | 729.53 | 39.62 | 67.32
06/14/2024 15:00:00 | 06/14/2024 15:00:00 | 501.59 | 501.59 | 11.14 | 243.72
06/14/2024 16:00:00 | 06/14/2024 16:00:00 | 392.84 | 392.84 | 0 | 313.34
06/14/2024 17:00:00 | 06/14/2024 17:00:00 | 450.58 | 450.58 | 7.48 | 129.54
06/14/2024 18:00:00 | 06/14/2024 18:00:00 | 297.18 | 297.18 | 0 | 288.25
06/14/2024 19:00:00 | 06/14/2024 19:00:00 | 83.1 | 83.1 | 0 | 676.87
06/14/2024 20:00:00 | 06/14/2024 20:00:00 | 26.46 | 26.46 | 0 | 732.92
06/14/2024 21:00:00 | 06/14/2024 21:00:00 | 0.37 | 0.37 | 0 | 634.37
06/14/2024 22:00:00 | 06/14/2024 22:00:00 | 0 | 0 | 0 | 470.79
06/14/2024 23:00:00 | 06/14/2024 23:00:00 | 0 | 0 | 0 | 470.78
06/15/2024 00:00:00 | 06/15/2024 00:00:00 | 0 | 0 | 0 | 468.74
06/15/2024 01:00:00 | 06/15/2024 01:00:00 | 0 | 0 | 0 | 469.24
06/15/2024 02:00:00 | 06/15/2024 02:00:00 | 0 | 0 | 0 | 463.88
06/15/2024 03:00:00 | 06/15/2024 03:00:00 | 0 | 0 | 0 | 445.18
06/15/2024 04:00:00 | 06/15/2024 04:00:00 | 0 | 0 | 0 | 437.76
06/15/2024 05:00:00 | 06/15/2024 05:00:00 | 13.12 | 13.12 | 0 | 423.42
06/15/2024 06:00:00 | 06/15/2024 06:00:00 | 99.02 | 99.02 | 0 | 602.37
06/15/2024 07:00:00 | 06/15/2024 07:00:00 | 262.41 | 262.41 | 0 | 498.43
06/15/2024 08:00:00 | 06/15/2024 08:00:00 | 400.39 | 400.39 | 0 | 420.61
06/15/2024 09:00:00 | 06/15/2024 09:00:00 | 389.76 | 389.76 | 8.96 | 388.61
06/15/2024 10:00:00 | 06/15/2024 10:00:00 | 501.41 | 501.41 | 0.77 | 287.49
06/15/2024 11:00:00 | 06/15/2024 11:00:00 | 568.81 | 568.81 | 10.88 | 286.21
06/15/2024 12:00:00 | 06/15/2024 12:00:00 | 442.48 | 442.48 | 9.15 | 327.42
06/15/2024 13:00:00 | 06/15/2024 13:00:00 | 449.74 | 449.74 | 10.56 | 223.23
06/15/2024 14:00:00 | 06/15/2024 14:00:00 | 463.74 | 463.74 | 46.53 | 92.42
06/15/2024 15:00:00 | 06/15/2024 15:00:00 | 311.6 | 311.6 | 7.87 | 201.21
06/15/2024 16:00:00 | 06/15/2024 16:00:00 | 202.39 | 202.39 | 0 | 292.1
06/15/2024 17:00:00 | 06/15/2024 17:00:00 | 292.53 | 292.53 | 8.64 | 216.32
06/15/2024 18:00:00 | 06/15/2024 18:00:00 | 186.42 | 186.42 | 0 | 302.85
06/15/2024 19:00:00 | 06/15/2024 19:00:00 | 71.81 | 71.81 | 0 | 411.39
06/15/2024 20:00:00 | 06/15/2024 20:00:00 | 13.94 | 13.94 | 0 | 475.39
06/15/2024 21:00:00 | 06/15/2024 21:00:00 | 0.01 | 0.01 | 0 | 491.01
06/15/2024 22:00:00 | 06/15/2024 22:00:00 | 0 | 0 | 0 | 473.09
06/15/2024 23:00:00 | 06/15/2024 23:00:00 | 0 | 0 | 0 | 456.45
06/16/2024 00:00:00 | 06/16/2024 00:00:00 | 0 | 0 | 0 | 453.63
06/16/2024 01:00:00 | 06/16/2024 01:00:00 | 0 | 0 | 0 | 453.89
06/16/2024 02:00:00 | 06/16/2024 02:00:00 | 0 | 0 | 0 | 446.97
06/16/2024 03:00:00 | 06/16/2024 03:00:00 | 0 | 0 | 0 | 441.6
06/16/2024 04:00:00 | 06/16/2024 04:00:00 | 0 | 0 | 0 | 441.09
06/16/2024 05:00:00 | 06/16/2024 05:00:00 | 20.32 | 20.32 | 0 | 417.54
06/16/2024 06:00:00 | 06/16/2024 06:00:00 | 59.79 | 59.79 | 0 | 372.22
06/16/2024 07:00:00 | 06/16/2024 07:00:00 | 236.97 | 236.97 | 0 | 178.18
06/16/2024 08:00:00 | 06/16/2024 08:00:00 | 305.18 | 305.18 | 0.58 | 113.92
06/16/2024 09:00:00 | 06/16/2024 09:00:00 | 474.02 | 474.02 | 73.02 | 27.64
06/16/2024 10:00:00 | 06/16/2024 10:00:00 | 543.85 | 543.85 | 139.65 | 3.59
06/16/2024 11:00:00 | 06/16/2024 11:00:00 | 453.63 | 453.63 | 91.46 | 6.91
06/16/2024 12:00:00 | 06/16/2024 12:00:00 | 634.45 | 634.45 | 254.01 | 2.05
06/16/2024 13:00:00 | 06/16/2024 13:00:00 | 966.42 | 966.42 | 560.13 | 0
06/16/2024 14:00:00 | 06/16/2024 14:00:00 | 920.19 | 920.19 | 518.91 | 0
06/16/2024 15:00:00 | 06/16/2024 15:00:00 | 721.44 | 721.44 | 343.68 | 10.49
06/16/2024 16:00:00 | 06/16/2024 16:00:00 | 576.24 | 576.24 | 220.74 | 13.83
06/16/2024 17:00:00 | 06/16/2024 17:00:00 | 378.25 | 378.25 | 86.85 | 62.21
06/16/2024 18:00:00 | 06/16/2024 18:00:00 | 149.57 | 149.57 | 0 | 188.67
06/16/2024 19:00:00 | 06/16/2024 19:00:00 | 107.65 | 107.65 | 0 | 239.1
06/16/2024 20:00:00 | 06/16/2024 20:00:00 | 29.51 | 29.51 | 0 | 312.07
06/16/2024 21:00:00 | 06/16/2024 21:00:00 | 0.12 | 0.12 | 0 | 339.45
06/16/2024 22:00:00 | 06/16/2024 22:00:00 | 0 | 0 | 0 | 339.2
06/16/2024 23:00:00 | 06/16/2024 23:00:00 | 0 | 0 | 0 | 335.87
06/17/2024 00:00:00 | 06/17/2024 00:00:00 | 0 | 0 | 0 | 334.6
06/17/2024 01:00:00 | 06/17/2024 01:00:00 | 0 | 0 | 0 | 335.87
06/17/2024 02:00:00 | 06/17/2024 02:00:00 | 0 | 0 | 0 | 334.85
06/17/2024 03:00:00 | 06/17/2024 03:00:00 | 0 | 0 | 0 | 335.1
06/17/2024 04:00:00 | 06/17/2024 04:00:00 | 0 | 0 | 0 | 331.01
06/17/2024 05:00:00 | 06/17/2024 05:00:00 | 14.08 | 14.08 | 0 | 318.46
06/17/2024 06:00:00 | 06/17/2024 06:00:00 | 97.18 | 97.18 | 0 | 474.11
06/17/2024 07:00:00 | 06/17/2024 07:00:00 | 252.31 | 252.31 | 0 | 355.33
06/17/2024 08:00:00 | 06/17/2024 08:00:00 | 438.6 | 438.6 | 5.63 | 190.21
06/17/2024 09:00:00 | 06/17/2024 09:00:00 | 609.45 | 609.45 | 31.1 | 94.46
06/17/2024 10:00:00 | 06/17/2024 10:00:00 | 746 | 746 | 133.64 | 23.04
06/17/2024 11:00:00 | 06/17/2024 11:00:00 | 813.79 | 813.79 | 259.64 | 3.84
06/17/2024 12:00:00 | 06/17/2024 12:00:00 | 876.35 | 876.35 | 243.14 | 6.15
06/17/2024 13:00:00 | 06/17/2024 13:00:00 | 881.16 | 881.16 | 214.59 | 12.54
06/17/2024 14:00:00 | 06/17/2024 14:00:00 | 857.9 | 857.9 | 195.2 | 1.03
06/17/2024 15:00:00 | 06/17/2024 15:00:00 | 785.6 | 785.6 | 69.51 | 20.99
06/17/2024 16:00:00 | 06/17/2024 16:00:00 | 632.33 | 632.33 | 21.31 | 130.3
06/17/2024 17:00:00 | 06/17/2024 17:00:00 | 477.78 | 477.78 | 0.38 | 236.8
06/17/2024 18:00:00 | 06/17/2024 18:00:00 | 303.02 | 303.02 | 0 | 393.73
06/17/2024 19:00:00 | 06/17/2024 19:00:00 | 157.38 | 157.38 | 0 | 351.49
06/17/2024 20:00:00 | 06/17/2024 20:00:00 | 30.17 | 30.17 | 0 | 712.19
06/17/2024 21:00:00 | 06/17/2024 21:00:00 | 0.16 | 0.16 | 0 | 552.96
06/17/2024 22:00:00 | 06/17/2024 22:00:00 | 0 | 0 | 0 | 452.1
06/17/2024 23:00:00 | 06/17/2024 23:00:00 | 0 | 0 | 0 | 438.01
06/18/2024 00:00:00 | 06/18/2024 00:00:00 | 0 | 0 | 0 | 441.35
06/18/2024 01:00:00 | 06/18/2024 01:00:00 | 0 | 0 | 0 | 441.85
06/18/2024 02:00:00 | 06/18/2024 02:00:00 | 0 | 0 | 0 | 442.88
06/18/2024 03:00:00 | 06/18/2024 03:00:00 | 0 | 0 | 0 | 436.74
06/18/2024 04:00:00 | 06/18/2024 04:00:00 | 0 | 0 | 0 | 432.38
06/18/2024 05:00:00 | 06/18/2024 05:00:00 | 9.8 | 9.8 | 0 | 409.86
06/18/2024 06:00:00 | 06/18/2024 06:00:00 | 55.96 | 55.96 | 0 | 375.81
06/18/2024 07:00:00 | 06/18/2024 07:00:00 | 146.91 | 146.91 | 0 | 308.73
06/18/2024 08:00:00 | 06/18/2024 08:00:00 | 339.36 | 339.36 | 11.27 | 141.06
06/18/2024 09:00:00 | 06/18/2024 09:00:00 | 590.85 | 590.85 | 123.2 | 13.82
06/18/2024 10:00:00 | 06/18/2024 10:00:00 | 676.37 | 676.37 | 222.14 | 0
06/18/2024 11:00:00 | 06/18/2024 11:00:00 | 793.63 | 793.63 | 283.78 | 0.26
06/18/2024 12:00:00 | 06/18/2024 12:00:00 | 846.11 | 846.11 | 379.58 | 0
06/18/2024 13:00:00 | 06/18/2024 13:00:00 | 894.75 | 894.75 | 392.83 | 0
06/18/2024 14:00:00 | 06/18/2024 14:00:00 | 828.58 | 828.58 | 274.37 | 0.25
06/18/2024 15:00:00 | 06/18/2024 15:00:00 | 768.67 | 768.67 | 241.41 | 0.52
06/18/2024 16:00:00 | 06/18/2024 16:00:00 | 670.85 | 670.85 | 112.13 | 33.53
06/18/2024 17:00:00 | 06/18/2024 17:00:00 | 506.25 | 506.25 | 5.5 | 133.38
06/18/2024 18:00:00 | 06/18/2024 18:00:00 | 310.01 | 310.01 | 0 | 168.7
06/18/2024 19:00:00 | 06/18/2024 19:00:00 | 163.94 | 163.94 | 0 | 372.99
06/18/2024 20:00:00 | 06/18/2024 20:00:00 | 26.06 | 26.06 | 0 | 485.64
06/18/2024 21:00:00 | 06/18/2024 21:00:00 | 0.06 | 0.06 | 0 | 613.63
06/18/2024 22:00:00 | 06/18/2024 22:00:00 | 0 | 0 | 0 | 412.67
06/18/2024 23:00:00 | 06/18/2024 23:00:00 | 0 | 0 | 0 | 404.48
06/19/2024 00:00:00 | 06/19/2024 00:00:00 | 0 | 0 | 0 | 399.62
06/19/2024 01:00:00 | 06/19/2024 01:00:00 | 0 | 0 | 0 | 361.98
06/19/2024 02:00:00 | 06/19/2024 02:00:00 | 0 | 0 | 0 | 333.31
06/19/2024 03:00:00 | 06/19/2024 03:00:00 | 0 | 0 | 0 | 338.18
06/19/2024 04:00:00 | 06/19/2024 04:00:00 | 0 | 0 | 0 | 333.57
06/19/2024 05:00:00 | 06/19/2024 05:00:00 | 10.82 | 10.82 | 0 | 322.56
06/19/2024 06:00:00 | 06/19/2024 06:00:00 | 99.28 | 99.28 | 0 | 240.89
06/19/2024 07:00:00 | 06/19/2024 07:00:00 | 226.98 | 226.98 | 0 | 138.75
06/19/2024 08:00:00 | 06/19/2024 08:00:00 | 378.7 | 378.7 | 18.24 | 33.8
06/19/2024 09:00:00 | 06/19/2024 09:00:00 | 553.05 | 553.05 | 144.26 | 0
06/19/2024 10:00:00 | 06/19/2024 10:00:00 | 702.35 | 702.35 | 283 | 0
06/19/2024 11:00:00 | 06/19/2024 11:00:00 | 799.25 | 799.25 | 390.66 | 0
06/19/2024 12:00:00 | 06/19/2024 12:00:00 | 845.74 | 845.74 | 426.62 | 0
06/19/2024 13:00:00 | 06/19/2024 13:00:00 | 862.94 | 862.94 | 412.16 | 0
06/19/2024 14:00:00 | 06/19/2024 14:00:00 | 797.83 | 797.83 | 232.2 | 2.56
06/19/2024 15:00:00 | 06/19/2024 15:00:00 | 724.76 | 724.76 | 216.25 | 0.25
06/19/2024 16:00:00 | 06/19/2024 16:00:00 | 602.29 | 602.29 | 106.82 | 44.55
06/19/2024 17:00:00 | 06/19/2024 17:00:00 | 340.42 | 340.42 | 2.43 | 298.75
06/19/2024 18:00:00 | 06/19/2024 18:00:00 | 306.98 | 306.98 | 0 | 335.36
06/19/2024 19:00:00 | 06/19/2024 19:00:00 | 126 | 126 | 0 | 521.98
06/19/2024 20:00:00 | 06/19/2024 20:00:00 | 24.1 | 24.1 | 0 | 516.61
06/19/2024 21:00:00 | 06/19/2024 21:00:00 | 0.03 | 0.03 | 0 | 452.86
06/19/2024 22:00:00 | 06/19/2024 22:00:00 | 0 | 0 | 0 | 329.48
06/19/2024 23:00:00 | 06/19/2024 23:00:00 | 0 | 0 | 0 | 327.16
06/20/2024 00:00:00 | 06/20/2024 00:00:00 | 0 | 0 | 0 | 327.43
06/20/2024 01:00:00 | 06/20/2024 01:00:00 | 0 | 0 | 0 | 327.17
06/20/2024 02:00:00 | 06/20/2024 02:00:00 | 0 | 0 | 0 | 327.16
06/20/2024 03:00:00 | 06/20/2024 03:00:00 | 0 | 0 | 0 | 327.68
06/20/2024 04:00:00 | 06/20/2024 04:00:00 | 0 | 0 | 0 | 328.71
06/20/2024 05:00:00 | 06/20/2024 05:00:00 | 14.99 | 14.99 | 0 | 312.32
06/20/2024 06:00:00 | 06/20/2024 06:00:00 | 68.36 | 68.36 | 0 | 509.69
06/20/2024 07:00:00 | 06/20/2024 07:00:00 | 185.5 | 185.5 | 0 | 465.41
06/20/2024 08:00:00 | 06/20/2024 08:00:00 | 277.63 | 277.63 | 0 | 461.83
06/20/2024 09:00:00 | 06/20/2024 09:00:00 | 441.64 | 441.64 | 1.98 | 297.72
06/20/2024 10:00:00 | 06/20/2024 10:00:00 | 605.23 | 605.23 | 4.87 | 223.75
06/20/2024 11:00:00 | 06/20/2024 11:00:00 | 614.1 | 614.1 | 22.65 | 218.37
06/20/2024 12:00:00 | 06/20/2024 12:00:00 | 725.36 | 725.36 | 20.74 | 124.67
06/20/2024 13:00:00 | 06/20/2024 13:00:00 | 826.81 | 826.81 | 46.91 | 41.73
06/20/2024 14:00:00 | 06/20/2024 14:00:00 | 754.08 | 754.08 | 56.26 | 51.96
06/20/2024 15:00:00 | 06/20/2024 15:00:00 | 579.69 | 579.69 | 48.89 | 186.37
06/20/2024 16:00:00 | 06/20/2024 16:00:00 | 335.85 | 335.85 | 0 | 433.41
06/20/2024 17:00:00 | 06/20/2024 17:00:00 | 366.5 | 366.5 | 0 | 273.15
06/20/2024 18:00:00 | 06/20/2024 18:00:00 | 240.42 | 240.42 | 0 | 524.55
06/20/2024 19:00:00 | 06/20/2024 19:00:00 | 151.95 | 151.95 | 0 | 552.7
06/20/2024 20:00:00 | 06/20/2024 20:00:00 | 40.74 | 40.74 | 0 | 681.73
06/20/2024 21:00:00 | 06/20/2024 21:00:00 | 0.14 | 0.14 | 0 | 742.91
06/20/2024 22:00:00 | 06/20/2024 22:00:00 | 0 | 0 | 0 | 490.24
06/20/2024 23:00:00 | 06/20/2024 23:00:00 | 0 | 0 | 0 | 487.68
06/21/2024 00:00:00 | 06/21/2024 00:00:00 | 0 | 0 | 0 | 483.33
06/21/2024 01:00:00 | 06/21/2024 01:00:00 | 0 | 0 | 0 | 473.6
06/21/2024 02:00:00 | 06/21/2024 02:00:00 | 0 | 0 | 0 | 462.08
06/21/2024 03:00:00 | 06/21/2024 03:00:00 | 0 | 0 | 0 | 452.61
06/21/2024 04:00:00 | 06/21/2024 04:00:00 | 0 | 0 | 0 | 451.58
06/21/2024 05:00:00 | 06/21/2024 05:00:00 | 6.67 | 6.67 | 0 | 441.6
06/21/2024 06:00:00 | 06/21/2024 06:00:00 | 76.23 | 76.23 | 0 | 414.46
06/21/2024 07:00:00 | 06/21/2024 07:00:00 | 197.12 | 197.12 | 0 | 375.04
06/21/2024 08:00:00 | 06/21/2024 08:00:00 | 353.35 | 353.35 | 0 | 712.45
06/21/2024 09:00:00 | 06/21/2024 09:00:00 | 507.67 | 507.67 | 0 | 464.13
06/21/2024 10:00:00 | 06/21/2024 10:00:00 | 350.87 | 350.87 | 0 | 597.5
06/21/2024 11:00:00 | 06/21/2024 11:00:00 | 365.42 | 365.42 | 0 | 444.93
06/21/2024 12:00:00 | 06/21/2024 12:00:00 | 663.24 | 663.24 | 7.36 | 222.98
06/21/2024 13:00:00 | 06/21/2024 13:00:00 | 491.77 | 491.77 | 0 | 573.95
06/21/2024 14:00:00 | 06/21/2024 14:00:00 | 168.74 | 168.74 | 0 | 573.95
06/21/2024 15:00:00 | 06/21/2024 15:00:00 | 68.84 | 68.84 | 0 | 685.06
06/21/2024 16:00:00 | 06/21/2024 16:00:00 | 242.06 | 242.06 | 0 | 373.76
06/21/2024 17:00:00 | 06/21/2024 17:00:00 | 120.26 | 120.26 | 0 | 642.81
06/21/2024 18:00:00 | 06/21/2024 18:00:00 | 85.37 | 85.37 | 0 | 702.47
06/21/2024 19:00:00 | 06/21/2024 19:00:00 | 59.72 | 59.72 | 0 | 585.47
06/21/2024 20:00:00 | 06/21/2024 20:00:00 | 43.62 | 43.62 | 0 | 524.03
06/21/2024 21:00:00 | 06/21/2024 21:00:00 | 0.02 | 0.02 | 0 | 628.23
06/21/2024 22:00:00 | 06/21/2024 22:00:00 | 0 | 0 | 0 | 476.67
06/21/2024 23:00:00 | 06/21/2024 23:00:00 | 0 | 0 | 0 | 466.69
06/22/2024 00:00:00 | 06/22/2024 00:00:00 | 0 | 0 | 0 | 460.8
06/22/2024 01:00:00 | 06/22/2024 01:00:00 | 0 | 0 | 0 | 460.54
06/22/2024 02:00:00 | 06/22/2024 02:00:00 | 0 | 0 | 0 | 459.78
06/22/2024 03:00:00 | 06/22/2024 03:00:00 | 0 | 0 | 0 | 450.56
06/22/2024 04:00:00 | 06/22/2024 04:00:00 | 0 | 0 | 0 | 443.9
06/22/2024 05:00:00 | 06/22/2024 05:00:00 | 9.48 | 9.48 | 0 | 427.78
06/22/2024 06:00:00 | 06/22/2024 06:00:00 | 89.59 | 89.59 | 0 | 411.39
06/22/2024 07:00:00 | 06/22/2024 07:00:00 | 240.76 | 240.76 | 0 | 430.33
06/22/2024 08:00:00 | 06/22/2024 08:00:00 | 398.98 | 398.98 | 0 | 282.37
06/22/2024 09:00:00 | 06/22/2024 09:00:00 | 598.14 | 598.14 | 3.65 | 193.79
06/22/2024 10:00:00 | 06/22/2024 10:00:00 | 727.43 | 727.43 | 104.45 | 14.08
06/22/2024 11:00:00 | 06/22/2024 11:00:00 | 844.07 | 844.07 | 135.04 | 4.36
06/22/2024 12:00:00 | 06/22/2024 12:00:00 | 898.47 | 898.47 | 198.27 | 0.25
06/22/2024 13:00:00 | 06/22/2024 13:00:00 | 911.52 | 911.52 | 340.87 | 0
06/22/2024 14:00:00 | 06/22/2024 14:00:00 | 866.88 | 866.88 | 347.9 | 0
06/22/2024 15:00:00 | 06/22/2024 15:00:00 | 786.3 | 786.3 | 276.86 | 0
06/22/2024 16:00:00 | 06/22/2024 16:00:00 | 667.78 | 667.78 | 164.8 | 0
06/22/2024 17:00:00 | 06/22/2024 17:00:00 | 508.62 | 508.62 | 31.88 | 10.75
06/22/2024 18:00:00 | 06/22/2024 18:00:00 | 317.65 | 317.65 | 0 | 153.6
06/22/2024 19:00:00 | 06/22/2024 19:00:00 | 142.44 | 142.44 | 0 | 315.14
06/22/2024 20:00:00 | 06/22/2024 20:00:00 | 8.63 | 8.63 | 0 | 466.18
06/22/2024 21:00:00 | 06/22/2024 21:00:00 | 0.09 | 0.09 | 0 | 475.39
06/22/2024 22:00:00 | 06/22/2024 22:00:00 | 0 | 0 | 0 | 476.16
06/22/2024 23:00:00 | 06/22/2024 23:00:00 | 0 | 0 | 0 | 475.9
06/23/2024 00:00:00 | 06/23/2024 00:00:00 | 0 | 0 | 0 | 461.83
06/23/2024 01:00:00 | 06/23/2024 01:00:00 | 0 | 0 | 0 | 466.43
06/23/2024 02:00:00 | 06/23/2024 02:00:00 | 0 | 0 | 0 | 456.45
06/23/2024 03:00:00 | 06/23/2024 03:00:00 | 0 | 0 | 0 | 445.69
06/23/2024 04:00:00 | 06/23/2024 04:00:00 | 0 | 0 | 0 | 434.95
06/23/2024 05:00:00 | 06/23/2024 05:00:00 | 14.7 | 14.7 | 0 | 408.57
06/23/2024 06:00:00 | 06/23/2024 06:00:00 | 100.43 | 100.43 | 0 | 310.02
06/23/2024 07:00:00 | 06/23/2024 07:00:00 | 305.87 | 305.87 | 2.36 | 119.81
06/23/2024 08:00:00 | 06/23/2024 08:00:00 | 472.9 | 472.9 | 44.36 | 7.42
06/23/2024 09:00:00 | 06/23/2024 09:00:00 | 605.32 | 605.32 | 159.61 | 0
06/23/2024 10:00:00 | 06/23/2024 10:00:00 | 752 | 752 | 297.41 | 0
06/23/2024 11:00:00 | 06/23/2024 11:00:00 | 801.59 | 801.59 | 341.38 | 0
06/23/2024 12:00:00 | 06/23/2024 12:00:00 | 624.99 | 624.99 | 200.19 | 1.54
06/23/2024 13:00:00 | 06/23/2024 13:00:00 | 690.2 | 690.2 | 301.05 | 0
06/23/2024 14:00:00 | 06/23/2024 14:00:00 | 443.3 | 443.3 | 72 | 0.51
06/23/2024 15:00:00 | 06/23/2024 15:00:00 | 485.89 | 485.89 | 113.86 | 0
06/23/2024 16:00:00 | 06/23/2024 16:00:00 | 369.65 | 369.65 | 25.92 | 22.01
06/23/2024 17:00:00 | 06/23/2024 17:00:00 | 214.47 | 214.47 | 0.51 | 141.06
06/23/2024 18:00:00 | 06/23/2024 18:00:00 | 289.39 | 289.39 | 19.84 | 92.93
06/23/2024 19:00:00 | 06/23/2024 19:00:00 | 145.09 | 145.09 | 0 | 209.66
06/23/2024 20:00:00 | 06/23/2024 20:00:00 | 33 | 33 | 0 | 316.67
06/23/2024 21:00:00 | 06/23/2024 21:00:00 | 0.27 | 0.27 | 0 | 350.98
06/23/2024 22:00:00 | 06/23/2024 22:00:00 | 0 | 0 | 0 | 346.11
06/23/2024 23:00:00 | 06/23/2024 23:00:00 | 0 | 0 | 0 | 343.04
06/24/2024 00:00:00 | 06/24/2024 00:00:00 | 0 | 0 | 0 | 342.02
06/24/2024 01:00:00 | 06/24/2024 01:00:00 | 0 | 0 | 0 | 342.27
06/24/2024 02:00:00 | 06/24/2024 02:00:00 | 0 | 0 | 0 | 342.27
06/24/2024 03:00:00 | 06/24/2024 03:00:00 | 0 | 0 | 0 | 344.32
06/24/2024 04:00:00 | 06/24/2024 04:00:00 | 0 | 0 | 0 | 342.79
06/24/2024 05:00:00 | 06/24/2024 05:00:00 | 7.65 | 7.65 | 0 | 334.08
06/24/2024 06:00:00 | 06/24/2024 06:00:00 | 31.69 | 31.69 | 0 | 345.85
06/24/2024 07:00:00 | 06/24/2024 07:00:00 | 152.14 | 152.14 | 0 | 585.22
06/24/2024 08:00:00 | 06/24/2024 08:00:00 | 359.66 | 359.66 | 0.64 | 386.81
06/24/2024 09:00:00 | 06/24/2024 09:00:00 | 321.66 | 321.66 | 0 | 434.95
06/24/2024 10:00:00 | 06/24/2024 10:00:00 | 630.84 | 630.84 | 54.27 | 246.53
06/24/2024 11:00:00 | 06/24/2024 11:00:00 | 563.01 | 563.01 | 26.88 | 305.66
06/24/2024 12:00:00 | 06/24/2024 12:00:00 | 373.54 | 373.54 | 0.84 | 514.56
06/24/2024 13:00:00 | 06/24/2024 13:00:00 | 440.57 | 440.57 | 2.24 | 369.92
06/24/2024 14:00:00 | 06/24/2024 14:00:00 | 337.22 | 337.22 | 0 | 537.6
06/24/2024 15:00:00 | 06/24/2024 15:00:00 | 620.61 | 620.61 | 13.88 | 196.1
06/24/2024 16:00:00 | 06/24/2024 16:00:00 | 606.38 | 606.38 | 27.01 | 180.73
06/24/2024 17:00:00 | 06/24/2024 17:00:00 | 397.98 | 397.98 | 0.77 | 379.39
06/24/2024 18:00:00 | 06/24/2024 18:00:00 | 144.96 | 144.96 | 0 | 679.17
06/24/2024 19:00:00 | 06/24/2024 19:00:00 | 58.7 | 58.7 | 0 | 722.18
06/24/2024 20:00:00 | 06/24/2024 20:00:00 | 11.07 | 11.07 | 0 | 829.95
06/24/2024 21:00:00 | 06/24/2024 21:00:00 | 0.06 | 0.06 | 0 | 727.04
06/24/2024 22:00:00 | 06/24/2024 22:00:00 | 0 | 0 | 0 | 491.01
06/24/2024 23:00:00 | 06/24/2024 23:00:00 | 0 | 0 | 0 | 470.27
06/25/2024 00:00:00 | 06/25/2024 00:00:00 | 0 | 0 | 0 | 461.06
06/25/2024 01:00:00 | 06/25/2024 01:00:00 | 0 | 0 | 0 | 453.12
06/25/2024 02:00:00 | 06/25/2024 02:00:00 | 0 | 0 | 0 | 445.44
06/25/2024 03:00:00 | 06/25/2024 03:00:00 | 0 | 0 | 0 | 440.32
06/25/2024 04:00:00 | 06/25/2024 04:00:00 | 0 | 0 | 0 | 423.93
06/25/2024 05:00:00 | 06/25/2024 05:00:00 | 3.04 | 3.04 | 0 | 421.63
06/25/2024 06:00:00 | 06/25/2024 06:00:00 | 50.95 | 50.95 | 0 | 663.3
06/25/2024 07:00:00 | 06/25/2024 07:00:00 | 107.55 | 107.55 | 0 | 1064.7
06/25/2024 08:00:00 | 06/25/2024 08:00:00 | 46.57 | 46.57 | 0 | 997.89
06/25/2024 09:00:00 | 06/25/2024 09:00:00 | 397.15 | 397.15 | 0 | 529.15
06/25/2024 10:00:00 | 06/25/2024 10:00:00 | 486.09 | 486.09 | 6.27 | 359.94
06/25/2024 11:00:00 | 06/25/2024 11:00:00 | 576.31 | 576.31 | 28.03 | 253.95
06/25/2024 12:00:00 | 06/25/2024 12:00:00 | 640.07 | 640.07 | 0.13 | 484.61
06/25/2024 13:00:00 | 06/25/2024 13:00:00 | 674.02 | 674.02 | 3.07 | 340.99
06/25/2024 14:00:00 | 06/25/2024 14:00:00 | 462.66 | 462.66 | 1.09 | 407.04
06/25/2024 15:00:00 | 06/25/2024 15:00:00 | 571.64 | 571.64 | 42.88 | 139.78
06/25/2024 16:00:00 | 06/25/2024 16:00:00 | 538.78 | 538.78 | 91.84 | 131.07
06/25/2024 17:00:00 | 06/25/2024 17:00:00 | 130.37 | 130.37 | 0 | 470.53
06/25/2024 18:00:00 | 06/25/2024 18:00:00 | 122.75 | 122.75 | 0 | 410.62
06/25/2024 19:00:00 | 06/25/2024 19:00:00 | 38.72 | 38.72 | 0 | 516.35
06/25/2024 20:00:00 | 06/25/2024 20:00:00 | 6.33 | 6.33 | 0 | 578.31
06/25/2024 21:00:00 | 06/25/2024 21:00:00 | 0.06 | 0.06 | 0 | 527.87
06/25/2024 22:00:00 | 06/25/2024 22:00:00 | 0 | 0 | 0
06/25/2024 23:00:00 | 06/25/2024 23:00:00 | 0 | 0 | 0
06/26/2024 00:00:00 | 06/26/2024 00:00:00 | 0 | 0 | 0
06/26/2024 01:00:00 | 06/26/2024 01:00:00 | 0 | 0 | 0
06/26/2024 02:00:00 | 06/26/2024 02:00:00 | 0 | 0 | 0
06/26/2024 03:00:00 | 06/26/2024 03:00:00 | 0 | 0 | 0
06/26/2024 04:00:00 | 06/26/2024 04:00:00 | 0 | 0 | 0
06/26/2024 05:00:00 | 06/26/2024 05:00:00 | 3.98 | 3.98 | 0
06/26/2024 06:00:00 | 06/26/2024 06:00:00 | 25.1 | 25.1 | 0
06/26/2024 07:00:00 | 06/26/2024 07:00:00 | 57.52 | 57.52 | 0
06/26/2024 08:00:00 | 06/26/2024 08:00:00 | 254.07 | 254.07 | 0
06/26/2024 09:00:00 | 06/26/2024 09:00:00 | 479.79 | 479.79 | 0
06/26/2024 10:00:00 | 06/26/2024 10:00:00 | 538.11 | 538.11 | 64.9
06/26/2024 11:00:00 | 06/26/2024 11:00:00 | 600.86 | 600.86 | 90.3 | 127.74
06/26/2024 12:00:00 | 06/26/2024 12:00:00 | 846.29 | 846.29 | 329.99 | 35.59
06/26/2024 13:00:00 | 06/26/2024 13:00:00 | 654.87 | 654.87 | 171.84 | 176.13
06/26/2024 14:00:00 | 06/26/2024 14:00:00 | 279.19 | 279.19 | 0 | 461.82
06/26/2024 15:00:00 | 06/26/2024 15:00:00 | 449.81 | 449.81 | 80.83 | 251.65
06/26/2024 16:00:00 | 06/26/2024 16:00:00 | 713.19 | 713.19 | 136.77 | 57.6
06/26/2024 17:00:00 | 06/26/2024 17:00:00 | 526.41 | 526.41 | 69.5 | 99.84
06/26/2024 18:00:00 | 06/26/2024 18:00:00 | 266.67 | 266.67 | 21.25 | 316.41
06/26/2024 19:00:00 | 06/26/2024 19:00:00 | 49.19 | 49.19 | 0 | 368.13
06/26/2024 20:00:00 | 06/26/2024 20:00:00 | 6.25 | 6.25 | 0 | 592.39
06/26/2024 21:00:00 | 06/26/2024 21:00:00 | 0.05 | 0.05 | 0 | 521.47
06/26/2024 22:00:00 | 06/26/2024 22:00:00 | 0 | 0 | 0 | 351.74
06/26/2024 23:00:00 | 06/26/2024 23:00:00 | 0 | 0 | 0 | 347.91
06/27/2024 00:00:00 | 06/27/2024 00:00:00 | 0 | 0 | 0 | 338.43
06/27/2024 01:00:00 | 06/27/2024 01:00:00 | 0 | 0 | 0 | 338.43
06/27/2024 02:00:00 | 06/27/2024 02:00:00 | 0 | 0 | 0 | 333.31
06/27/2024 03:00:00 | 06/27/2024 03:00:00 | 0 | 0 | 0 | 333.06
06/27/2024 04:00:00 | 06/27/2024 04:00:00 | 0 | 0 | 0 | 359.93
06/27/2024 05:00:00 | 06/27/2024 05:00:00 | 10.21 | 10.21 | 0 | 336.39
06/27/2024 06:00:00 | 06/27/2024 06:00:00 | 70.08 | 70.08 | 0 | 451.84
06/27/2024 07:00:00 | 06/27/2024 07:00:00 | 158.96 | 158.96 | 0 | 652.29
06/27/2024 08:00:00 | 06/27/2024 08:00:00 | 456.92 | 456.92 | 0 | 369.66
06/27/2024 09:00:00 | 06/27/2024 09:00:00 | 637.62 | 637.62 | 5.18 | 256.51
06/27/2024 10:00:00 | 06/27/2024 10:00:00 | 680 | 680 | 0 | 314.11
06/27/2024 11:00:00 | 06/27/2024 11:00:00 | 836.68 | 836.68 | 265.03 | 5.12
06/27/2024 12:00:00 | 06/27/2024 12:00:00 | 879 | 879 | 56.77 | 124.68
06/27/2024 13:00:00 | 06/27/2024 13:00:00 | 828.67 | 828.67 | 311.48 | 39.93
06/27/2024 14:00:00 | 06/27/2024 14:00:00 | 839.37 | 839.37 | 118.53 | 60.67
06/27/2024 15:00:00 | 06/27/2024 15:00:00 | 786.9 | 786.9 | 156.87 | 19.46
06/27/2024 16:00:00 | 06/27/2024 16:00:00 | 677.48 | 677.48 | 104.19 | 70.91
06/27/2024 17:00:00 | 06/27/2024 17:00:00 | 286.41 | 286.41 | 2.17 | 343.04
06/27/2024 18:00:00 | 06/27/2024 18:00:00 | 198.63 | 198.63 | 0 | 413.7
06/27/2024 19:00:00 | 06/27/2024 19:00:00 | 165.78 | 165.78 | 0 | 326.65
06/27/2024 20:00:00 | 06/27/2024 20:00:00 | 32.77 | 32.77 | 0 | 728.84
06/27/2024 21:00:00 | 06/27/2024 21:00:00 | 0.1 | 0.1 | 0 | 531.45
06/27/2024 22:00:00 | 06/27/2024 22:00:00 | 0 | 0 | 0 | 417.54
06/27/2024 23:00:00 | 06/27/2024 23:00:00 | 0 | 0 | 0 | 407.04
06/28/2024 00:00:00 | 06/28/2024 00:00:00 | 0 | 0 | 0 | 404.73
06/28/2024 01:00:00 | 06/28/2024 01:00:00 | 0 | 0 | 0 | 407.56
06/28/2024 02:00:00 | 06/28/2024 02:00:00 | 0 | 0 | 0 | 406.78
06/28/2024 03:00:00 | 06/28/2024 03:00:00 | 0 | 0 | 0 | 407.81
06/28/2024 04:00:00 | 06/28/2024 04:00:00 | 0 | 0 | 0 | 408.32
06/28/2024 05:00:00 | 06/28/2024 05:00:00 | 11.37 | 11.37 | 0 | 392.19
06/28/2024 06:00:00 | 06/28/2024 06:00:00 | 90.47 | 90.47 | 0 | 496.9
06/28/2024 07:00:00 | 06/28/2024 07:00:00 | 241.27 | 241.27 | 0 | 575.23
06/28/2024 08:00:00 | 06/28/2024 08:00:00 | 423.65 | 423.65 | 0 | 548.86
06/28/2024 09:00:00 | 06/28/2024 09:00:00 | 588.17 | 588.17 | 0 | 292.1
06/28/2024 10:00:00 | 06/28/2024 10:00:00 | 723.56 | 723.56 | 15.68 | 302.59
06/28/2024 11:00:00 | 06/28/2024 11:00:00 | 802.77 | 802.77 | 0 | 267.52
06/28/2024 12:00:00 | 06/28/2024 12:00:00 | 852.25 | 852.25 | 0.39 | 64.77
06/28/2024 13:00:00 | 06/28/2024 13:00:00 | 862.49 | 862.49 | 0 | 283.65
06/28/2024 14:00:00 | 06/28/2024 14:00:00 | 822.88 | 822.88 | 0 | 293.12
06/28/2024 15:00:00 | 06/28/2024 15:00:00 | 745.76 | 745.76 | 3.01 | 164.09
06/28/2024 16:00:00 | 06/28/2024 16:00:00 | 628.53 | 628.53 | 0 | 292.1
06/28/2024 17:00:00 | 06/28/2024 17:00:00 | 468.78 | 468.78 | 0 | 439.29
06/28/2024 18:00:00 | 06/28/2024 18:00:00 | 301.35 | 301.35 | 0 | 581.89
06/28/2024 19:00:00 | 06/28/2024 19:00:00 | 144.12 | 144.12 | 0 | 709.12
06/28/2024 20:00:00 | 06/28/2024 20:00:00 | 32.07 | 32.07 | 0 | 884.23
06/28/2024 21:00:00 | 06/28/2024 21:00:00 | 0.15 | 0.15 | 0 | 768.51
06/28/2024 22:00:00 | 06/28/2024 22:00:00 | 0 | 0 | 0 | 514.56
06/28/2024 23:00:00 | 06/28/2024 23:00:00 | 0 | 0 | 0 | 514.81
06/29/2024 00:00:00 | 06/29/2024 00:00:00 | 0 | 0 | 0 | 514.82
06/29/2024 01:00:00 | 06/29/2024 01:00:00 | 0 | 0 | 0 | 511.23
06/29/2024 02:00:00 | 06/29/2024 02:00:00 | 0 | 0 | 0 | 509.95
06/29/2024 03:00:00 | 06/29/2024 03:00:00 | 0 | 0 | 0 | 509.96
06/29/2024 04:00:00 | 06/29/2024 04:00:00 | 0 | 0 | 0 | 510.46
06/29/2024 05:00:00 | 06/29/2024 05:00:00 | 12.75 | 12.75 | 0 | 472.06
06/29/2024 06:00:00 | 06/29/2024 06:00:00 | 99.13 | 99.13 | 0 | 656.13
06/29/2024 07:00:00 | 06/29/2024 07:00:00 | 211.21 | 211.21 | 0 | 552.45
06/29/2024 08:00:00 | 06/29/2024 08:00:00 | 385.54 | 385.54 | 0 | 459.52
06/29/2024 09:00:00 | 06/29/2024 09:00:00 | 568.85 | 568.85 | 0 | 429.82
06/29/2024 10:00:00 | 06/29/2024 10:00:00 | 648.23 | 648.23 | 0 | 323.84
06/29/2024 11:00:00 | 06/29/2024 11:00:00 | 742.02 | 742.02 | 0 | 266.76
06/29/2024 12:00:00 | 06/29/2024 12:00:00 | 811.69 | 811.69 | 34.94 | 118.01
06/29/2024 13:00:00 | 06/29/2024 13:00:00 | 798.22 | 798.22 | 158.14 | 17.92
06/29/2024 14:00:00 | 06/29/2024 14:00:00 | 699.17 | 699.17 | 145.99 | 2.56
06/29/2024 15:00:00 | 06/29/2024 15:00:00 | 651.68 | 651.68 | 96.96 | 3.07
06/29/2024 16:00:00 | 06/29/2024 16:00:00 | 386.77 | 386.77 | 2.3 | 156.93
06/29/2024 17:00:00 | 06/29/2024 17:00:00 | 205.16 | 205.16 | 0 | 317.7
06/29/2024 18:00:00 | 06/29/2024 18:00:00 | 104.01 | 104.01 | 0 | 414.46
06/29/2024 19:00:00 | 06/29/2024 19:00:00 | 99.25 | 99.25 | 0 | 416.77
06/29/2024 20:00:00 | 06/29/2024 20:00:00 | 21.93 | 21.93 | 0 | 492.54
06/29/2024 21:00:00 | 06/29/2024 21:00:00 | 0.01 | 0.01 | 0 | 512.26
06/29/2024 22:00:00 | 06/29/2024 22:00:00 | 0 | 0 | 0 | 515.07
06/29/2024 23:00:00 | 06/29/2024 23:00:00 | 0 | 0 | 0 | 512
06/30/2024 00:00:00 | 06/30/2024 00:00:00 | 0 | 0 | 0 | 483.59
06/30/2024 01:00:00 | 06/30/2024 01:00:00 | 0 | 0 | 0 | 480.51
06/30/2024 02:00:00 | 06/30/2024 02:00:00 | 0 | 0 | 0 | 477.95
06/30/2024 03:00:00 | 06/30/2024 03:00:00 | 0 | 0 | 0 | 480.77
06/30/2024 04:00:00 | 06/30/2024 04:00:00 | 0 | 0 | 0 | 471.29
06/30/2024 05:00:00 | 06/30/2024 05:00:00 | 8.12 | 8.12 | 0 | 442.37
06/30/2024 06:00:00 | 06/30/2024 06:00:00 | 81.44 | 81.44 | 0 | 363.78
06/30/2024 07:00:00 | 06/30/2024 07:00:00 | 216.98 | 216.98 | 0 | 229.12
06/30/2024 08:00:00 | 06/30/2024 08:00:00 | 374.44 | 374.44 | 1.79 | 95.23
06/30/2024 09:00:00 | 06/30/2024 09:00:00 | 545.96 | 545.96 | 99.97 | 21.25
06/30/2024 10:00:00 | 06/30/2024 10:00:00 | 561.11 | 561.11 | 110.66 | 13.82
06/30/2024 11:00:00 | 06/30/2024 11:00:00 | 752.03 | 752.03 | 274.75 | 6.66
06/30/2024 12:00:00 | 06/30/2024 12:00:00 | 733.94 | 733.94 | 264 | 0
06/30/2024 13:00:00 | 06/30/2024 13:00:00 | 734.92 | 734.92 | 283.26 | 1.28
06/30/2024 14:00:00 | 06/30/2024 14:00:00 | 469.51 | 469.51 | 100.61 | 62.97
06/30/2024 15:00:00 | 06/30/2024 15:00:00 | 629.64 | 629.64 | 195.59 | 13.32
06/30/2024 16:00:00 | 06/30/2024 16:00:00 | 259.67 | 259.67 | 29.44 | 182.78
06/30/2024 17:00:00 | 06/30/2024 17:00:00 | 227 | 227 | 6.01 | 135.68
06/30/2024 18:00:00 | 06/30/2024 18:00:00 | 204.91 | 204.91 | 0 | 154.88
06/30/2024 19:00:00 | 06/30/2024 19:00:00 | 167.76 | 167.76 | 0 | 189.44
06/30/2024 20:00:00 | 06/30/2024 20:00:00 | 28.81 | 28.81 | 0 | 320.51
06/30/2024 21:00:00 | 06/30/2024 21:00:00 | 0 | 0 | 0 | 346.11
06/30/2024 22:00:00 | 06/30/2024 22:00:00 | 0 | 0 | 0 | 351.75
06/30/2024 23:00:00 | 06/30/2024 23:00:00 | 0 | 0 | 0 | 348.93
2024-01-07 | 45298 | 0 | 0 | 0 | 343.55
2024-01-07 01:00 | 45298.0417 | 0 | 0 | 0 | 344.83
2024-01-07 02:00 | 45298.0833 | 0 | 0 | 0 | 345.6
2024-01-07 03:00 | 45298.125 | 0 | 0 | 0 | 342.78
2024-01-07 04:00 | 45298.1667 | 0 | 0 | 0 | 339.72
2024-01-07 05:00 | 45298.2083 | 10.66 | 10.66 | 0 | 327.93
2024-01-07 06:00 | 45298.25 | 98.15 | 98.15 | 0 | 441.35
2024-01-07 07:00 | 45298.2917 | 204.69 | 204.69 | 0 | 867.32
2024-01-07 08:00 | 45298.3333 | 426.77 | 426.77 | 0 | 640.52
2024-01-07 09:00 | 45298.375 | 578.33 | 578.33 | 0.51 | 292.6
2024-01-07 10:00 | 45298.4167 | 302.73 | 302.73 | 0 | 698.37
2024-01-07 11:00 | 45298.4583 | 139.25 | 139.25 | 0 | 759.3
2024-01-07 12:00 | 45298.5 | 255.12 | 255.12 | 0.9 | 658.69
2024-01-07 13:00 | 45298.5417 | 344.22 | 344.22 | 0.13 | 562.43
2024-01-07 14:00 | 45298.5833 | 55.98 | 55.98 | 0
2024-01-07 15:00 | 45298.625 | 51.73 | 51.73 | 0
2024-01-07 16:00 | 45298.6667 | 52.67 | 52.67 | 0
2024-01-07 17:00 | 45298.7083 | 11.41 | 11.41 | 0
2024-01-07 18:00 | 45298.75 | 42.63 | 42.63 | 0
2024-01-07 19:00 | 45298.7917 | 4.66 | 4.66 | 0
2024-01-07 20:00 | 45298.8333 | 0.46 | 0.46 | 0
2024-01-07 21:00 | 45298.875 | 0 | 0 | 0
2024-01-07 22:00 | 45298.9167 | 0 | 0 | 0 | 481.28
2024-01-07 23:00 | 45298.9583 | 0 | 0 | 0 | 477.19
2024-02-07 | 45329 | 0 | 0 | 0 | 476.16
2024-02-07 01:00 | 45329.0417 | 0 | 0 | 0 | 477.69
2024-02-07 02:00 | 45329.0833 | 0 | 0 | 0 | 477.7
2024-02-07 03:00 | 45329.125 | 0 | 0 | 0 | 477.44
2024-02-07 04:00 | 45329.1667 | 0 | 0 | 0 | 455.42
2024-02-07 05:00 | 45329.2083 | 7.04 | 7.04 | 0 | 440.58
2024-02-07 06:00 | 45329.25 | 86.72 | 86.72 | 0 | 695.81
2024-02-07 07:00 | 45329.2917 | 266.94 | 266.94 | 0 | 636.67
2024-02-07 08:00 | 45329.3333 | 445.62 | 445.62 | 0 | 379.39
2024-02-07 09:00 | 45329.375 | 616.13 | 616.13 | 2.24 | 210.18
2024-02-07 10:00 | 45329.4167 | 752.17 | 752.17 | 0 | 358.65
2024-02-07 11:00 | 45329.4583 | 835.76 | 835.76 | 0.19 | 219.91
2024-02-07 12:00 | 45329.5 | 891.21 | 891.21 | 54.98 | 91.9
2024-02-07 13:00 | 45329.5417 | 891 | 891 | 5.63 | 205.57
2024-02-07 14:00 | 45329.5833 | 541.66 | 541.66 | 1.85 | 443.9
2024-02-07 15:00 | 45329.625 | 163.12 | 163.12 | 0 | 678.66
2024-02-07 16:00 | 45329.6667 | 301.58 | 301.58 | 0 | 530.18
2024-02-07 17:00 | 45329.7083 | 290.46 | 290.46 | 0 | 585.21
2024-02-07 18:00 | 45329.75 | 279.05 | 279.05 | 0 | 568.83
2024-02-07 19:00 | 45329.7917 | 132.82 | 132.82 | 0 | 655.11
2024-02-07 20:00 | 45329.8333 | 14.71 | 14.71 | 0 | 753.92
2024-02-07 21:00 | 45329.875 | 0.01 | 0.01 | 0 | 780.29
2024-02-07 22:00 | 45329.9167 | 0 | 0 | 0 | 520.96
2024-02-07 23:00 | 45329.9583 | 0 | 0 | 0 | 520.19
2024-03-07 | 45358 | 0 | 0 | 0 | 515.58
2024-03-07 01:00 | 45358.0417 | 0 | 0 | 0 | 515.33
2024-03-07 02:00 | 45358.0833 | 0 | 0 | 0 | 516.35
2024-03-07 03:00 | 45358.125 | 0 | 0 | 0 | 519.17
2024-03-07 04:00 | 45358.1667 | 0 | 0 | 0 | 504.32
2024-03-07 05:00 | 45358.2083 | 2.57 | 2.57 | 0 | 487.94
2024-03-07 06:00 | 45358.25 | 61.07 | 61.07 | 0 | 437.24
2024-03-07 07:00 | 45358.2917 | 254.68 | 254.68 | 0 | 388.87
2024-03-07 08:00 | 45358.3333 | 323.16 | 323.16 | 0 | 508.67
2024-03-07 09:00 | 45358.375 | 372.69 | 372.69 | 0 | 455.68
2024-03-07 10:00 | 45358.4167 | 398.92 | 398.92 | 0 | 395.01
2024-03-07 11:00 | 45358.4583 | 400.45 | 400.45 | 0 | 213.5
2024-03-07 12:00 | 45358.5 | 614.7 | 614.7 | 43.91 | 235.78
2024-03-07 13:00 | 45358.5417 | 717.92 | 717.92 | 40.96 | 179.97
2024-03-07 14:00 | 45358.5833 | 764.27 | 764.27 | 4.35 | 328.44
2024-03-07 15:00 | 45358.625 | 733.88 | 733.88 | 6.53 | 199.43
2024-03-07 16:00 | 45358.6667 | 673.86 | 673.86 | 112.83 | 3.84
2024-03-07 17:00 | 45358.7083 | 496.82 | 496.82 | 45.63 | 23.29
2024-03-07 18:00 | 45358.75 | 176.24 | 176.24 | 1.86 | 313.09
2024-03-07 19:00 | 45358.7917 | 77.88 | 77.88 | 0 | 472.58
2024-03-07 20:00 | 45358.8333 | 17.89 | 17.89 | 0 | 745.21
2024-03-07 21:00 | 45358.875 | 0.03 | 0.03 | 0 | 720.9
2024-03-07 22:00 | 45358.9167 | 0 | 0 | 0 | 456.19
2024-03-07 23:00 | 45358.9583 | 0 | 0 | 0 | 454.4
2024-04-07 | 45389 | 0 | 0 | 0 | 451.07
2024-04-07 01:00 | 45389.0417 | 0 | 0 | 0 | 442.37
2024-04-07 02:00 | 45389.0833 | 0 | 0 | 0 | 440.83
2024-04-07 03:00 | 45389.125 | 0 | 0 | 0 | 439.04
2024-04-07 04:00 | 45389.1667 | 0 | 0 | 0 | 435.72
2024-04-07 05:00 | 45389.2083 | 3.85 | 3.85 | 0 | 423.93
2024-04-07 06:00 | 45389.25 | 40.46 | 40.46 | 0 | 704.51
2024-04-07 07:00 | 45389.2917 | 101.17 | 101.17 | 0 | 808.96
2024-04-07 08:00 | 45389.3333 | 287.08 | 287.08 | 0 | 663.56
2024-04-07 09:00 | 45389.375 | 396.1 | 396.1 | 0 | 731.13
2024-04-07 10:00 | 45389.4167 | 663.85 | 663.85 | 35.13 | 238.08
2024-04-07 11:00 | 45389.4583 | 723.36 | 723.36 | 30.98 | 223.75
2024-04-07 12:00 | 45389.5 | 893.76 | 893.76 | 6.08 | 216.32
2024-04-07 13:00 | 45389.5417 | 903.56 | 903.56 | 234.75 | 3.84
2024-04-07 14:00 | 45389.5833 | 816.21 | 816.21 | 141.06 | 42.24
2024-04-07 15:00 | 45389.625 | 797.07 | 797.07 | 228.99 | 55.04
2024-04-07 16:00 | 45389.6667 | 732.3 | 732.3 | 17.73 | 172.28
2024-04-07 17:00 | 45389.7083 | 558.27 | 558.27 | 5.25 | 247.81
2024-04-07 18:00 | 45389.75 | 424.02 | 424.02 | 0 | 304.64
2024-04-07 19:00 | 45389.7917 | 191.98 | 191.98 | 0 | 453.63
2024-04-07 20:00 | 45389.8333 | 37.73 | 37.73 | 0 | 825.86
2024-04-07 21:00 | 45389.875 | 0.21 | 0.21 | 0 | 745.47
2024-04-07 22:00 | 45389.9167 | 0 | 0 | 0 | 489.73
2024-04-07 23:00 | 45389.9583 | 0 | 0 | 0 | 491.01
2024-05-07 | 45419 | 0 | 0 | 0 | 488.19
2024-05-07 01:00 | 45419.0417 | 0 | 0 | 0 | 488.7
2024-05-07 02:00 | 45419.0833 | 0 | 0 | 0 | 489.22
2024-05-07 03:00 | 45419.125 | 0 | 0 | 0 | 468.99
2024-05-07 04:00 | 45419.1667 | 0 | 0 | 0 | 459.52
2024-05-07 05:00 | 45419.2083 | 9.37 | 9.37 | 0 | 446.21
2024-05-07 06:00 | 45419.25 | 93.74 | 93.74 | 0 | 732.42
2024-05-07 07:00 | 45419.2917 | 252.31 | 252.31 | 0 | 904.7
2024-05-07 08:00 | 45419.3333 | 422.79 | 422.79 | 0 | 765.7
2024-05-07 09:00 | 45419.375 | 590.03 | 590.03 | 0 | 516.6
2024-05-07 10:00 | 45419.4167 | 729.18 | 729.18 | 35.2 | 281.6
2024-05-07 11:00 | 45419.4583 | 825.16 | 825.16 | 14.4 | 143.36
2024-05-07 12:00 | 45419.5 | 879.86 | 879.86 | 46.27 | 23.56
2024-05-07 13:00 | 45419.5417 | 899.86 | 899.86 | 172.48 | 19.71
2024-05-07 14:00 | 45419.5833 | 872.44 | 872.44 | 15.23 | 126.97
2024-05-07 15:00 | 45419.625 | 795.03 | 795.03 | 79.3 | 79.11
2024-05-07 16:00 | 45419.6667 | 647.92 | 647.92 | 16.12 | 173.31
2024-05-07 17:00 | 45419.7083 | 504.86 | 504.86 | 0 | 290.56
2024-05-07 18:00 | 45419.75 | 333.03 | 333.03 | 0 | 273.92
2024-05-07 19:00 | 45419.7917 | 151.67 | 151.67 | 0 | 567.55
2024-05-07 20:00 | 45419.8333 | 30.75 | 30.75 | 0 | 839.43
2024-05-07 21:00 | 45419.875 | 0.06 | 0.06 | 0 | 873.72
2024-05-07 22:00 | 45419.9167 | 0 | 0 | 0 | 541.7
2024-05-07 23:00 | 45419.9583 | 0 | 0 | 0 | 543.23
2024-06-07 | 45450 | 0 | 0 | 0 | 538.11
2024-06-07 01:00 | 45450.0417 | 0 | 0 | 0 | 531.72
2024-06-07 02:00 | 45450.0833 | 0 | 0 | 0 | 500.73
2024-06-07 03:00 | 45450.125 | 0 | 0 | 0 | 455.17
2024-06-07 04:00 | 45450.1667 | 0 | 0 | 0 | 427.78
2024-06-07 05:00 | 45450.2083 | 6.54 | 6.54 | 0 | 418.3
2024-06-07 06:00 | 45450.25 | 78 | 78 | 0 | 669.7
2024-06-07 07:00 | 45450.2917 | 190.97 | 190.97 | 0 | 689.4
2024-06-07 08:00 | 45450.3333 | 289.12 | 289.12 | 0.13 | 431.36
2024-06-07 09:00 | 45450.375 | 542.39 | 542.39 | 21.44 | 267.01
2024-06-07 10:00 | 45450.4167 | 651.44 | 651.44 | 115.27 | 43.27
2024-06-07 11:00 | 45450.4583 | 802.49 | 802.49 | 259.84 | 1.28
2024-06-07 12:00 | 45450.5 | 867.94 | 867.94 | 276.41 | 3.07
2024-06-07 13:00 | 45450.5417 | 736.86 | 736.86 | 194.95 | 35.84
2024-06-07 14:00 | 45450.5833 | 781.83 | 781.83 | 315.71 | 1.53
2024-06-07 15:00 | 45450.625 | 771.44 | 771.44 | 351.17 | 0
2024-06-07 16:00 | 45450.6667 | 654.05 | 654.05 | 258.04 | 1.28
2024-06-07 17:00 | 45450.7083 | 481.07 | 481.07 | 120.96 | 27.14
2024-06-07 18:00 | 45450.75 | 239.28 | 239.28 | 1.67 | 132.1
2024-06-07 19:00 | 45450.7917 | 119.28 | 119.28 | 0 | 236.8
2024-06-07 20:00 | 45450.8333 | 14.47 | 14.47 | 0 | 335.87
2024-06-07 21:00 | 45450.875 | 0.04 | 0.04 | 0 | 351.74
2024-06-07 22:00 | 45450.9167 | 0 | 0 | 0 | 353.03
2024-06-07 23:00 | 45450.9583 | 0 | 0 | 0 | 352
2024-07-07 | 45480 | 0 | 0 | 0 | 349.69
2024-07-07 01:00 | 45480.0417 | 0 | 0 | 0 | 348.42
2024-07-07 02:00 | 45480.0833 | 0 | 0 | 0 | 348.41
2024-07-07 03:00 | 45480.125 | 0 | 0 | 0 | 343.56
2024-07-07 04:00 | 45480.1667 | 0 | 0 | 0 | 345.6
2024-07-07 05:00 | 45480.2083 | 3.18 | 3.18 | 0 | 344.83
2024-07-07 06:00 | 45480.25 | 29.35 | 29.35 | 0 | 318.21
2024-07-07 07:00 | 45480.2917 | 112.2 | 112.2 | 0 | 232.44
2024-07-07 08:00 | 45480.3333 | 301.24 | 301.24 | 36.48 | 92.42
2024-07-07 09:00 | 45480.375 | 495.58 | 495.58 | 135.1 | 7.94
2024-07-07 10:00 | 45480.4167 | 667.41 | 667.41 | 298.18 | 2.56
2024-07-07 11:00 | 45480.4583 | 594.98 | 594.98 | 232.7 | 5.88
2024-07-07 12:00 | 45480.5 | 694.91 | 694.91 | 321.73 | 1.28
2024-07-07 13:00 | 45480.5417 | 753.13 | 753.13 | 375.42 | 0.26
2024-07-07 14:00 | 45480.5833 | 292.98 | 292.98 | 7.11 | 59.39
2024-07-07 15:00 | 45480.625 | 483.98 | 483.98 | 137.21 | 10.5
2024-07-07 16:00 | 45480.6667 | 361.79 | 361.79 | 59.46 | 47.61
2024-07-07 17:00 | 45480.7083 | 358.85 | 358.85 | 56.96 | 46.08
2024-07-07 18:00 | 45480.75 | 227.97 | 227.97 | 2.69 | 113.41
2024-07-07 19:00 | 45480.7917 | 77.63 | 77.63 | 0 | 253.19
2024-07-07 20:00 | 45480.8333 | 17.63 | 17.63 | 0 | 309.76
2024-07-07 21:00 | 45480.875 | 0.07 | 0.07 | 0 | 331.26
2024-07-07 22:00 | 45480.9167 | 0 | 0 | 0 | 330.75
2024-07-07 23:00 | 45480.9583 | 0 | 0 | 0 | 329.99
2024-08-07 | 45511 | 0 | 0 | 0 | 327.16
2024-08-07 01:00 | 45511.0417 | 0 | 0 | 0 | 326.66
2024-08-07 02:00 | 45511.0833 | 0 | 0 | 0 | 327.68
2024-08-07 03:00 | 45511.125 | 0 | 0 | 0 | 327.42
2024-08-07 04:00 | 45511.1667 | 0 | 0 | 0 | 328.2
2024-08-07 05:00 | 45511.2083 | 10.4 | 10.4 | 0 | 318.2
2024-08-07 06:00 | 45511.25 | 64.08 | 64.08 | 0 | 489.22
2024-08-07 07:00 | 45511.2917 | 215.63 | 215.63 | 0 | 274.18
2024-08-07 08:00 | 45511.3333 | 382.97 | 382.97 | 0.38 | 222.2
2024-08-07 09:00 | 45511.375 | 532.52 | 532.52 | 17.99 | 104.71
2024-08-07 10:00 | 45511.4167 | 665.78 | 665.78 | 133.05 | 29.95
2024-08-07 11:00 | 45511.4583 | 726.42 | 726.42 | 140.35 | 21.25
2024-08-07 12:00 | 45511.5 | 832.04 | 832.04 | 97.54 | 21.25
2024-08-07 13:00 | 45511.5417 | 743.55 | 743.55 | 130.43 | 116.73
2024-08-07 14:00 | 45511.5833 | 808.91 | 808.91 | 83.01 | 29.7
2024-08-07 15:00 | 45511.625 | 750.5 | 750.5 | 79.1 | 67.33
2024-08-07 16:00 | 45511.6667 | 623.91 | 623.91 | 31.24 | 201.72
2024-08-07 17:00 | 45511.7083 | 471 | 471 | 0 | 324.61
2024-08-07 18:00 | 45511.75 | 304.71 | 304.71 | 0 | 433.41
2024-08-07 19:00 | 45511.7917 | 142.05 | 142.05 | 0 | 612.61
2024-08-07 20:00 | 45511.8333 | 27.61 | 27.61 | 0 | 785.15
2024-08-07 21:00 | 45511.875 | 0.11 | 0.11 | 0 | 801.28
2024-08-07 22:00 | 45511.9167 | 0 | 0 | 0 | 490.75
2024-08-07 23:00 | 45511.9583 | 0 | 0 | 0 | 487.17
2024-09-07 | 45542 | 0 | 0 | 0 | 479.49
2024-09-07 01:00 | 45542.0417 | 0 | 0 | 0 | 475.13
2024-09-07 02:00 | 45542.0833 | 0 | 0 | 0 | 475.91
2024-09-07 03:00 | 45542.125 | 0 | 0 | 0 | 476.41
2024-09-07 04:00 | 45542.1667 | 0 | 0 | 0 | 473.35
2024-09-07 05:00 | 45542.2083 | 7.15 | 7.15 | 0 | 444.67
2024-09-07 06:00 | 45542.25 | 78.63 | 78.63 | 0 | 712.19
2024-09-07 07:00 | 45542.2917 | 215.5 | 215.5 | 0 | 950.79
2024-09-07 08:00 | 45542.3333 | 386.36 | 386.36 | 0 | 721.15
2024-09-07 09:00 | 45542.375 | 553.03 | 553.03 | 0 | 385.53
2024-09-07 10:00 | 45542.4167 | 689.94 | 689.94 | 2.36 | 424.71
2024-09-07 11:00 | 45542.4583 | 783.76 | 783.76 | 3.72 | 245.76
2024-09-07 12:00 | 45542.5 | 600.43 | 600.43 | 8 | 519.68
2024-09-07 13:00 | 45542.5417 | 759.19 | 759.19 | 24.76 | 333.57
2024-09-07 14:00 | 45542.5833 | 811.8 | 811.8 | 30.72 | 259.32
2024-09-07 15:00 | 45542.625 | 449.73 | 449.73 | 0.13 | 501.76
2024-09-07 16:00 | 45542.6667 | 463.41 | 463.41 | 2.05 | 338.18
2024-09-07 17:00 | 45542.7083 | 453.74 | 453.74 | 0 | 407.81
2024-09-07 18:00 | 45542.75 | 268.03 | 268.03 | 0 | 541.69
2024-09-07 19:00 | 45542.7917 | 156.67 | 156.67 | 0 | 758.28
2024-09-07 20:00 | 45542.8333 | 26.18 | 26.18 | 0 | 734.72
2024-09-07 21:00 | 45542.875 | 0.04 | 0.04 | 0 | 673.53
2024-09-07 22:00 | 45542.9167 | 0 | 0 | 0 | 542.98
2024-09-07 23:00 | 45542.9583 | 0 | 0 | 0 | 532.48
2024-10-07 | 45572 | 0 | 0 | 0 | 528.38
2024-10-07 01:00 | 45572.0417 | 0 | 0 | 0 | 531.46
2024-10-07 02:00 | 45572.0833 | 0 | 0 | 0 | 531.2
2024-10-07 03:00 | 45572.125 | 0 | 0 | 0 | 533.25
2024-10-07 04:00 | 45572.1667 | 0 | 0 | 0 | 534.52
2024-10-07 05:00 | 45572.2083 | 7.21 | 7.21 | 0 | 524.04
2024-10-07 06:00 | 45572.25 | 76.77 | 76.77 | 0 | 466.68
2024-10-07 07:00 | 45572.2917 | 211.08 | 211.08 | 0 | 701.44
2024-10-07 08:00 | 45572.3333 | 354.49 | 354.49 | 0 | 596.74
2024-10-07 09:00 | 45572.375 | 540.54 | 540.54 | 0 | 261.89
2024-10-07 10:00 | 45572.4167 | 683.04 | 683.04 | 10.3 | 216.57
2024-10-07 11:00 | 45572.4583 | 764.74 | 764.74 | 82.82 | 15.62
2024-10-07 12:00 | 45572.5 | 790.14 | 790.14 | 60.16 | 116.74
2024-10-07 13:00 | 45572.5417 | 580.58 | 580.58 | 91.78 | 126.72
2024-10-07 14:00 | 45572.5833 | 813.71 | 813.71 | 103.1 | 117.24
2024-10-07 15:00 | 45572.625 | 736.52 | 736.52 | 83.2 | 72.71
2024-10-07 16:00 | 45572.6667 | 615.16 | 615.16 | 0 | 266.24
2024-10-07 17:00 | 45572.7083 | 455.59 | 455.59 | 0 | 356.09
2024-10-07 18:00 | 45572.75 | 286.43 | 286.43 | 0 | 473.35
2024-10-07 19:00 | 45572.7917 | 132.78 | 132.78 | 0 | 385.02
2024-10-07 20:00 | 45572.8333 | 28.78 | 28.78 | 0 | 442.63
2024-10-07 21:00 | 45572.875 | 0.03 | 0.03 | 0 | 453.88
2024-10-07 22:00 | 45572.9167 | 0 | 0 | 0 | 434.69
2024-10-07 23:00 | 45572.9583 | 0 | 0 | 0 | 434.18
2024-11-07 | 45603 | 0 | 0 | 0 | 375.29
2024-11-07 01:00 | 45603.0417 | 0 | 0 | 0 | 370.44
2024-11-07 02:00 | 45603.0833 | 0 | 0 | 0 | 370.94
2024-11-07 03:00 | 45603.125 | 0 | 0 | 0 | 368.9
2024-11-07 04:00 | 45603.1667 | 0 | 0 | 0 | 369.66
2024-11-07 05:00 | 45603.2083 | 6.47 | 6.47 | 0 | 355.84
2024-11-07 06:00 | 45603.25 | 72.96 | 72.96 | 0 | 306.43
2024-11-07 07:00 | 45603.2917 | 203.53 | 203.53 | 0 | 203.78
2024-11-07 08:00 | 45603.3333 | 365.58 | 365.58 | 0.9 | 78.85
2024-11-07 09:00 | 45603.375 | 514.93 | 514.93 | 56.83 | 2.3
2024-11-07 10:00 | 45603.4167 | 657.26 | 657.26 | 187.84 | 0
2024-11-07 11:00 | 45603.4583 | 747.49 | 747.49 | 285.89 | 0
2024-11-07 12:00 | 45603.5 | 812.76 | 812.76 | 289.85 | 0
2024-11-07 13:00 | 45603.5417 | 827.33 | 827.33 | 366.21 | 0
2024-11-07 14:00 | 45603.5833 | 796.63 | 796.63 | 352.51 | 0
2024-11-07 15:00 | 45603.625 | 719.95 | 719.95 | 207.04 | 0
2024-11-07 16:00 | 45603.6667 | 597.25 | 597.25 | 92.74 | 0
2024-11-07 17:00 | 45603.7083 | 456.19 | 456.19 | 5.37 | 42.5
2024-11-07 18:00 | 45603.75 | 290.2 | 290.2 | 0 | 176.89
2024-11-07 19:00 | 45603.7917 | 130.74 | 130.74 | 0 | 234.5
2024-11-07 20:00 | 45603.8333 | 19.45 | 19.45 | 0 | 325.12
2024-11-07 21:00 | 45603.875 | 0.03 | 0.03 | 0 | 348.41
2024-11-07 22:00 | 45603.9167 | 0 | 0 | 0 | 351.75
2024-11-07 23:00 | 45603.9583 | 0 | 0 | 0 | 353.28
2024-12-07 | 45633 | 0 | 0 | 0 | 358.14
2024-12-07 01:00 | 45633.0417 | 0 | 0 | 0 | 361.47
2024-12-07 02:00 | 45633.0833 | 0 | 0 | 0 | 356.36
2024-12-07 03:00 | 45633.125 | 0 | 0 | 0 | 352.25
2024-12-07 04:00 | 45633.1667 | 0 | 0 | 0 | 354.56
2024-12-07 05:00 | 45633.2083 | 3.49 | 3.49 | 0 | 358.91
2024-12-07 06:00 | 45633.25 | 70.07 | 70.07 | 0 | 435.2
2024-12-07 07:00 | 45633.2917 | 200.67 | 200.67 | 0 | 449.8
2024-12-07 08:00 | 45633.3333 | 366.83 | 366.83 | 0 | 413.44
2024-12-07 09:00 | 45633.375 | 528.24 | 528.24 | 5.76 | 262.14
2024-12-07 10:00 | 45633.4167 | 661.78 | 661.78 | 69.44 | 81.66
2024-12-07 11:00 | 45633.4583 | 751.76 | 751.76 | 170.12 | 15.62
2024-12-07 12:00 | 45633.5 | 781.72 | 781.72 | 216.89 | 44.03
2024-12-07 13:00 | 45633.5417 | 854.39 | 854.39 | 190.4 | 8.45
2024-12-07 14:00 | 45633.5833 | 251.34 | 251.34 | 0.96 | 543.74
2024-12-07 15:00 | 45633.625 | 88.34 | 88.34 | 0 | 650.24
2024-12-07 16:00 | 45633.6667 | 198.2 | 198.2 | 0 | 559.11
2024-12-07 17:00 | 45633.7083 | 343.62 | 343.62 | 3.59 | 403.45
2024-12-07 18:00 | 45633.75 | 309.24 | 309.24 | 0 | 350.47
2024-12-07 19:00 | 45633.7917 | 129.44 | 129.44 | 0 | 571.39
2024-12-07 20:00 | 45633.8333 | 14.39 | 14.39 | 0 | 694.02
2024-12-07 21:00 | 45633.875 | 0.01 | 0.01 | 0 | 483.32
2024-12-07 22:00 | 45633.9167 | 0 | 0 | 0 | 469
2024-12-07 23:00 | 45633.9583 | 0 | 0 | 0 | 464.89
07/13/2024 00:00:00 | 07/13/2024 00:00:00 | 0 | 0 | 0 | 454.66
07/13/2024 01:00:00 | 07/13/2024 01:00:00 | 0 | 0 | 0 | 444.41
07/13/2024 02:00:00 | 07/13/2024 02:00:00 | 0 | 0 | 0 | 440.32
07/13/2024 03:00:00 | 07/13/2024 03:00:00 | 0 | 0 | 0 | 438.79
07/13/2024 04:00:00 | 07/13/2024 04:00:00 | 0 | 0 | 0 | 437.76
07/13/2024 05:00:00 | 07/13/2024 05:00:00 | 4.63 | 4.63 | 0 | 431.61
07/13/2024 06:00:00 | 07/13/2024 06:00:00 | 49.39 | 49.39 | 0 | 395.78
07/13/2024 07:00:00 | 07/13/2024 07:00:00 | 154.25 | 154.25 | 0 | 444.42
07/13/2024 08:00:00 | 07/13/2024 08:00:00 | 334.17 | 334.17 | 0 | 422.4
07/13/2024 09:00:00 | 07/13/2024 09:00:00 | 503.72 | 503.72 | 5.69 | 111.1
07/13/2024 10:00:00 | 07/13/2024 10:00:00 | 680.24 | 680.24 | 11.14 | 128
07/13/2024 11:00:00 | 07/13/2024 11:00:00 | 631.44 | 631.44 | 82.75 | 166.91
07/13/2024 12:00:00 | 07/13/2024 12:00:00 | 833.45 | 833.45 | 128.58 | 13.83
07/13/2024 13:00:00 | 07/13/2024 13:00:00 | 860.3 | 860.3 | 224.32 | 0
07/13/2024 14:00:00 | 07/13/2024 14:00:00 | 839.98 | 839.98 | 319.55 | 0
07/13/2024 15:00:00 | 07/13/2024 15:00:00 | 753.32 | 753.32 | 262.33 | 0
07/13/2024 16:00:00 | 07/13/2024 16:00:00 | 561.71 | 561.71 | 126.15 | 27.13
07/13/2024 17:00:00 | 07/13/2024 17:00:00 | 448.43 | 448.43 | 33.47 | 36.35
07/13/2024 18:00:00 | 07/13/2024 18:00:00 | 293.23 | 293.23 | 0 | 149.51
07/13/2024 19:00:00 | 07/13/2024 19:00:00 | 126.66 | 126.66 | 0 | 304.13
07/13/2024 20:00:00 | 07/13/2024 20:00:00 | 29.61 | 29.61 | 0 | 401.92
07/13/2024 21:00:00 | 07/13/2024 21:00:00 | 0.11 | 0.11 | 0 | 432.12
07/13/2024 22:00:00 | 07/13/2024 22:00:00 | 0 | 0 | 0 | 430.08
07/13/2024 23:00:00 | 07/13/2024 23:00:00 | 0 | 0 | 0 | 394.24
07/14/2024 00:00:00 | 07/14/2024 00:00:00 | 0 | 0 | 0 | 366.08
07/14/2024 01:00:00 | 07/14/2024 01:00:00 | 0 | 0 | 0 | 365.06
07/14/2024 02:00:00 | 07/14/2024 02:00:00 | 0 | 0 | 0 | 363.52
07/14/2024 03:00:00 | 07/14/2024 03:00:00 | 0 | 0 | 0 | 363.52
07/14/2024 04:00:00 | 07/14/2024 04:00:00 | 0 | 0 | 0 | 362.5
07/14/2024 05:00:00 | 07/14/2024 05:00:00 | 5.55 | 5.55 | 0 | 353.79
07/14/2024 06:00:00 | 07/14/2024 06:00:00 | 82.8 | 82.8 | 0 | 275.45
07/14/2024 07:00:00 | 07/14/2024 07:00:00 | 179.78 | 179.78 | 0 | 182.79
07/14/2024 08:00:00 | 07/14/2024 08:00:00 | 270.96 | 270.96 | 13.06 | 99.33
07/14/2024 09:00:00 | 07/14/2024 09:00:00 | 473.66 | 473.66 | 125.69 | 19.96
07/14/2024 10:00:00 | 07/14/2024 10:00:00 | 682.63 | 682.63 | 301.12 | 0
07/14/2024 11:00:00 | 07/14/2024 11:00:00 | 771.71 | 771.71 | 379.84 | 0
07/14/2024 12:00:00 | 07/14/2024 12:00:00 | 821.66 | 821.66 | 427.33 | 2.05
07/14/2024 13:00:00 | 07/14/2024 13:00:00 | 671.1 | 671.1 | 313.98 | 28.16
07/14/2024 14:00:00 | 07/14/2024 14:00:00 | 612.74 | 612.74 | 237.57 | 4.61
07/14/2024 15:00:00 | 07/14/2024 15:00:00 | 717.86 | 717.86 | 337.92 | 6.66
07/14/2024 16:00:00 | 07/14/2024 16:00:00 | 587.84 | 587.84 | 214.34 | 2.04
07/14/2024 17:00:00 | 07/14/2024 17:00:00 | 442.28 | 442.28 | 76.41 | 0
07/14/2024 18:00:00 | 07/14/2024 18:00:00 | 285.04 | 285.04 | 0.45 | 71.17
07/14/2024 19:00:00 | 07/14/2024 19:00:00 | 171.96 | 171.96 | 0 | 174.08
07/14/2024 20:00:00 | 07/14/2024 20:00:00 | 29.3 | 29.3 | 0 | 312.32
07/14/2024 21:00:00 | 07/14/2024 21:00:00 | 0.07 | 0.07 | 0 | 340.99
07/14/2024 22:00:00 | 07/14/2024 22:00:00 | 0 | 0 | 0 | 339.97
07/14/2024 23:00:00 | 07/14/2024 23:00:00 | 0 | 0 | 0 | 342.53
07/15/2024 00:00:00 | 07/15/2024 00:00:00 | 0 | 0 | 0 | 338.43
07/15/2024 01:00:00 | 07/15/2024 01:00:00 | 0 | 0 | 0 | 337.41
07/15/2024 02:00:00 | 07/15/2024 02:00:00 | 0 | 0 | 0 | 335.87
07/15/2024 03:00:00 | 07/15/2024 03:00:00 | 0 | 0 | 0 | 335.36
07/15/2024 04:00:00 | 07/15/2024 04:00:00 | 0 | 0 | 0 | 334.34
07/15/2024 05:00:00 | 07/15/2024 05:00:00 | 4.82 | 4.82 | 0 | 327.68
07/15/2024 06:00:00 | 07/15/2024 06:00:00 | 72.7 | 72.7 | 0 | 393.73
07/15/2024 07:00:00 | 07/15/2024 07:00:00 | 214.59 | 214.59 | 0 | 278.52
07/15/2024 08:00:00 | 07/15/2024 08:00:00 | 387.4 | 387.4 | 1.86 | 180.74
07/15/2024 09:00:00 | 07/15/2024 09:00:00 | 551.33 | 551.33 | 71.74 | 12.29
07/15/2024 10:00:00 | 07/15/2024 10:00:00 | 687.3 | 687.3 | 49.47 | 33.28
07/15/2024 11:00:00 | 07/15/2024 11:00:00 | 775.48 | 775.48 | 59.27 | 15.36
07/15/2024 12:00:00 | 07/15/2024 12:00:00 | 829.02 | 829.02 | 138.17 | 5.12
07/15/2024 13:00:00 | 07/15/2024 13:00:00 | 847.13 | 847.13 | 172.23 | 0
07/15/2024 14:00:00 | 07/15/2024 14:00:00 | 815.41 | 815.41 | 121.02 | 16.38
07/15/2024 15:00:00 | 07/15/2024 15:00:00 | 744.72 | 744.72 | 201.86 | 2.56
07/15/2024 16:00:00 | 07/15/2024 16:00:00 | 636.81 | 636.81 | 43.07 | 72.71
07/15/2024 17:00:00 | 07/15/2024 17:00:00 | 485.12 | 485.12 | 11.2 | 9.21
07/15/2024 18:00:00 | 07/15/2024 18:00:00 | 317.07 | 317.07 | 0.19 | 138.24
07/15/2024 19:00:00 | 07/15/2024 19:00:00 | 145.94 | 145.94 | 0 | 304.64
07/15/2024 20:00:00 | 07/15/2024 20:00:00 | 28.08 | 28.08 | 0 | 571.39
07/15/2024 21:00:00 | 07/15/2024 21:00:00 | 0.02 | 0.02 | 0 | 462.85
07/15/2024 22:00:00 | 07/15/2024 22:00:00 | 0 | 0 | 0 | 409.6
07/15/2024 23:00:00 | 07/15/2024 23:00:00 | 0 | 0 | 0 | 369.15
07/16/2024 00:00:00 | 07/16/2024 00:00:00 | 0 | 0 | 0 | 358.4
07/16/2024 01:00:00 | 07/16/2024 01:00:00 | 0 | 0 | 0 | 359.43
07/16/2024 02:00:00 | 07/16/2024 02:00:00 | 0 | 0 | 0 | 355.84
07/16/2024 03:00:00 | 07/16/2024 03:00:00 | 0 | 0 | 0 | 355.33
07/16/2024 04:00:00 | 07/16/2024 04:00:00 | 0 | 0 | 0 | 354.81
07/16/2024 05:00:00 | 07/16/2024 05:00:00 | 5.36 | 5.36 | 0 | 347.14
07/16/2024 06:00:00 | 07/16/2024 06:00:00 | 72.11 | 72.11 | 0 | 377.34
07/16/2024 07:00:00 | 07/16/2024 07:00:00 | 210.67 | 210.67 | 0 | 694.79
07/16/2024 08:00:00 | 07/16/2024 08:00:00 | 375.06 | 375.06 | 0 | 766.97
07/16/2024 09:00:00 | 07/16/2024 09:00:00 | 532.62 | 532.62 | 0 | 567.3
07/16/2024 10:00:00 | 07/16/2024 10:00:00 | 666.51 | 666.51 | 0 | 481.79
07/16/2024 11:00:00 | 07/16/2024 11:00:00 | 746.37 | 746.37 | 3.71 | 310.78
07/16/2024 12:00:00 | 07/16/2024 12:00:00 | 806.97 | 806.97 | 21.19 | 185.35
07/16/2024 13:00:00 | 07/16/2024 13:00:00 | 835.7 | 835.7 | 45.44 | 216.57
07/16/2024 14:00:00 | 07/16/2024 14:00:00 | 798.59 | 798.59 | 0.06 | 272.9
07/16/2024 15:00:00 | 07/16/2024 15:00:00 | 724.35 | 724.35 | 10.88 | 148.99
07/16/2024 16:00:00 | 07/16/2024 16:00:00 | 614.72 | 614.72 | 0.26 | 260.1
07/16/2024 17:00:00 | 07/16/2024 17:00:00 | 456.36 | 456.36 | 0 | 198.65
07/16/2024 18:00:00 | 07/16/2024 18:00:00 | 250 | 250 | 0 | 358.92
07/16/2024 19:00:00 | 07/16/2024 19:00:00 | 106.96 | 106.96 | 0 | 420.35
07/16/2024 20:00:00 | 07/16/2024 20:00:00 | 22.83 | 22.83 | 0 | 456.7
07/16/2024 21:00:00 | 07/16/2024 21:00:00 | 0 | 0 | 0 | 471.55
07/16/2024 22:00:00 | 07/16/2024 22:00:00 | 0 | 0 | 0 | 464.39
07/16/2024 23:00:00 | 07/16/2024 23:00:00 | 0 | 0 | 0 | 454.14
07/17/2024 00:00:00 | 07/17/2024 00:00:00 | 0 | 0 | 0 | 444.42
07/17/2024 01:00:00 | 07/17/2024 01:00:00 | 0 | 0 | 0 | 427.01
07/17/2024 02:00:00 | 07/17/2024 02:00:00 | 0 | 0 | 0 | 431.61
07/17/2024 03:00:00 | 07/17/2024 03:00:00 | 0 | 0 | 0 | 429.06
07/17/2024 04:00:00 | 07/17/2024 04:00:00 | 0 | 0 | 0 | 427.01
07/17/2024 05:00:00 | 07/17/2024 05:00:00 | 3.98 | 3.98 | 0 | 417.79
07/17/2024 06:00:00 | 07/17/2024 06:00:00 | 69.95 | 69.95 | 0 | 323.58
07/17/2024 07:00:00 | 07/17/2024 07:00:00 | 208.93 | 208.93 | 0 | 518.66
07/17/2024 08:00:00 | 07/17/2024 08:00:00 | 381.33 | 381.33 | 0 | 369.66
07/17/2024 09:00:00 | 07/17/2024 09:00:00 | 484.01 | 484.01 | 17.53 | 116.74
07/17/2024 10:00:00 | 07/17/2024 10:00:00 | 662.18 | 662.18 | 13 | 95.74
07/17/2024 11:00:00 | 07/17/2024 11:00:00 | 756.73 | 756.73 | 243.13 | 1.54
07/17/2024 12:00:00 | 07/17/2024 12:00:00 | 822.95 | 822.95 | 69.95 | 4.61
07/17/2024 13:00:00 | 07/17/2024 13:00:00 | 736.25 | 736.25 | 206.85 | 31.23
07/17/2024 14:00:00 | 07/17/2024 14:00:00 | 705.67 | 705.67 | 57.54 | 101.37
07/17/2024 15:00:00 | 07/17/2024 15:00:00 | 747.9 | 747.9 | 186.81 | 2.56
07/17/2024 16:00:00 | 07/17/2024 16:00:00 | 599.47 | 599.47 | 176.58 | 13.32
07/17/2024 17:00:00 | 07/17/2024 17:00:00 | 457.73 | 457.73 | 34.88 | 104.44
07/17/2024 18:00:00 | 07/17/2024 18:00:00 | 222.68 | 222.68 | 0 | 248.32
07/17/2024 19:00:00 | 07/17/2024 19:00:00 | 95.94 | 95.94 | 0 | 347.14
07/17/2024 20:00:00 | 07/17/2024 20:00:00 | 7.6 | 7.6 | 0 | 476.16
07/17/2024 21:00:00 | 07/17/2024 21:00:00 | 0 | 0 | 0 | 369.15
07/17/2024 22:00:00 | 07/17/2024 22:00:00 | 0 | 0 | 0 | 394.24
07/17/2024 23:00:00 | 07/17/2024 23:00:00 | 0 | 0 | 0 | 393.73
07/18/2024 00:00:00 | 07/18/2024 00:00:00 | 0 | 0 | 0 | 390.66
07/18/2024 01:00:00 | 07/18/2024 01:00:00 | 0 | 0 | 0 | 388.6
07/18/2024 02:00:00 | 07/18/2024 02:00:00 | 0 | 0 | 0 | 349.19
07/18/2024 03:00:00 | 07/18/2024 03:00:00 | 0 | 0 | 0 | 328.19
07/18/2024 04:00:00 | 07/18/2024 04:00:00 | 0 | 0 | 0 | 328.19
07/18/2024 05:00:00 | 07/18/2024 05:00:00 | 4.35 | 4.35 | 0 | 322.56
07/18/2024 06:00:00 | 07/18/2024 06:00:00 | 74.69 | 74.69 | 0 | 527.87
07/18/2024 07:00:00 | 07/18/2024 07:00:00 | 201.97 | 201.97 | 0 | 690.18
07/18/2024 08:00:00 | 07/18/2024 08:00:00 | 374.34 | 374.34 | 0 | 584.19
07/18/2024 09:00:00 | 07/18/2024 09:00:00 | 541.85 | 541.85 | 0 | 492.03
07/18/2024 10:00:00 | 07/18/2024 10:00:00 | 681.91 | 681.91 | 39.17 | 176.13
07/18/2024 11:00:00 | 07/18/2024 11:00:00 | 774.63 | 774.63 | 21.37 | 215.04
07/18/2024 12:00:00 | 07/18/2024 12:00:00 | 822.17 | 822.17 | 71.62 | 192
07/18/2024 13:00:00 | 07/18/2024 13:00:00 | 839.75 | 839.75 | 71.3 | 82.43
07/18/2024 14:00:00 | 07/18/2024 14:00:00 | 799.63 | 799.63 | 15.23 | 112.13
07/18/2024 15:00:00 | 07/18/2024 15:00:00 | 680.28 | 680.28 | 20.61 | 175.11
07/18/2024 16:00:00 | 07/18/2024 16:00:00 | 608.04 | 608.04 | 0 | 308.73
07/18/2024 17:00:00 | 07/18/2024 17:00:00 | 444.28 | 444.28 | 0 | 432.64
07/18/2024 18:00:00 | 07/18/2024 18:00:00 | 280.09 | 280.09 | 0 | 439.3
07/18/2024 19:00:00 | 07/18/2024 19:00:00 | 119.25 | 119.25 | 0 | 648.7
07/18/2024 20:00:00 | 07/18/2024 20:00:00 | 19.65 | 19.65 | 0 | 671.75
07/18/2024 21:00:00 | 07/18/2024 21:00:00 | 0.02 | 0.02 | 0 | 590.84
07/18/2024 22:00:00 | 07/18/2024 22:00:00 | 0 | 0 | 0 | 464.39
07/18/2024 23:00:00 | 07/18/2024 23:00:00 | 0 | 0 | 0 | 443.9
07/19/2024 00:00:00 | 07/19/2024 00:00:00 | 0 | 0 | 0 | 427.52
07/19/2024 01:00:00 | 07/19/2024 01:00:00 | 0 | 0 | 0 | 420.35
07/19/2024 02:00:00 | 07/19/2024 02:00:00 | 0 | 0 | 0 | 419.33
07/19/2024 03:00:00 | 07/19/2024 03:00:00 | 0 | 0 | 0 | 416.77
07/19/2024 04:00:00 | 07/19/2024 04:00:00 | 0 | 0 | 0 | 418.3
07/19/2024 05:00:00 | 07/19/2024 05:00:00 | 4.44 | 4.44 | 0 | 414.72
07/19/2024 06:00:00 | 07/19/2024 06:00:00 | 77.34 | 77.34 | 0 | 451.59
07/19/2024 07:00:00 | 07/19/2024 07:00:00 | 214.12 | 214.12 | 0 | 771.58
07/19/2024 08:00:00 | 07/19/2024 08:00:00 | 367.98 | 367.98 | 0 | 630.79
07/19/2024 09:00:00 | 07/19/2024 09:00:00 | 516.51 | 516.51 | 0 | 316.92
07/19/2024 10:00:00 | 07/19/2024 10:00:00 | 655.68 | 655.68 | 0 | 248.84
07/19/2024 11:00:00 | 07/19/2024 11:00:00 | 748.43 | 748.43 | 42.56 | 94.2
07/19/2024 12:00:00 | 07/19/2024 12:00:00 | 689.58 | 689.58 | 159.48 | 50.18
07/19/2024 13:00:00 | 07/19/2024 13:00:00 | 585.23 | 585.23 | 107.14 | 176.64
07/19/2024 14:00:00 | 07/19/2024 14:00:00 | 483.28 | 483.28 | 3.78 | 376.83
07/19/2024 15:00:00 | 07/19/2024 15:00:00 | 580.04 | 580.04 | 28.41 | 221.19
07/19/2024 16:00:00 | 07/19/2024 16:00:00 | 503.28 | 503.28 | 2.37 | 287.23
07/19/2024 17:00:00 | 07/19/2024 17:00:00 | 178.16 | 178.16 | 0 | 544.25
07/19/2024 18:00:00 | 07/19/2024 18:00:00 | 42.13 | 42.13 | 0 | 708.1
07/19/2024 19:00:00 | 07/19/2024 19:00:00 | 20.65 | 20.65 | 0 | 438.27
07/19/2024 20:00:00 | 07/19/2024 20:00:00 | 1.18 | 1.18 | 0
07/19/2024 21:00:00 | 07/19/2024 21:00:00 | 0 | 0 | 0
07/19/2024 22:00:00 | 07/19/2024 22:00:00 | 0 | 0 | 0 | 520.7
07/19/2024 23:00:00 | 07/19/2024 23:00:00 | 0 | 0 | 0 | 488.96
07/20/2024 00:00:00 | 07/20/2024 00:00:00 | 0 | 0 | 0 | 468.99
07/20/2024 01:00:00 | 07/20/2024 01:00:00 | 0 | 0 | 0 | 457.22
07/20/2024 02:00:00 | 07/20/2024 02:00:00 | 0 | 0 | 0 | 444.42
07/20/2024 03:00:00 | 07/20/2024 03:00:00 | 0 | 0 | 0 | 437.24
07/20/2024 04:00:00 | 07/20/2024 04:00:00 | 0 | 0 | 0 | 429.57
07/20/2024 05:00:00 | 07/20/2024 05:00:00 | 5.48 | 5.48 | 0 | 419.33
07/20/2024 06:00:00 | 07/20/2024 06:00:00 | 29.84 | 29.84 | 0 | 456.19
07/20/2024 07:00:00 | 07/20/2024 07:00:00 | 64.07 | 64.07 | 0 | 434.69
07/20/2024 08:00:00 | 07/20/2024 08:00:00 | 84.81 | 84.81 | 0 | 542.21
07/20/2024 09:00:00 | 07/20/2024 09:00:00 | 139.66 | 139.66 | 0 | 487.42
07/20/2024 10:00:00 | 07/20/2024 10:00:00 | 337.24 | 337.24 | 0 | 339.97
07/20/2024 11:00:00 | 07/20/2024 11:00:00 | 291.64 | 291.64 | 0 | 392.7
07/20/2024 12:00:00 | 07/20/2024 12:00:00 | 232.13 | 232.13 | 0 | 393.73
07/20/2024 13:00:00 | 07/20/2024 13:00:00 | 402.13 | 402.13 | 9.98 | 199.68
07/20/2024 14:00:00 | 07/20/2024 14:00:00 | 610.05 | 610.05 | 132.16 | 0
07/20/2024 15:00:00 | 07/20/2024 15:00:00 | 760.35 | 760.35 | 280.07 | 0
07/20/2024 16:00:00 | 07/20/2024 16:00:00 | 653.8 | 653.8 | 186.56 | 4.1
07/20/2024 17:00:00 | 07/20/2024 17:00:00 | 500.9 | 500.9 | 75.45 | 25.6
07/20/2024 18:00:00 | 07/20/2024 18:00:00 | 134.1 | 134.1 | 0 | 287.23
07/20/2024 19:00:00 | 07/20/2024 19:00:00 | 76.89 | 76.89 | 0 | 339.46
07/20/2024 20:00:00 | 07/20/2024 20:00:00 | 20.06 | 20.06 | 0 | 376.83
07/20/2024 21:00:00 | 07/20/2024 21:00:00 | 0.01 | 0.01 | 0 | 394.75
07/20/2024 22:00:00 | 07/20/2024 22:00:00 | 0 | 0 | 0 | 393.73
07/20/2024 23:00:00 | 07/20/2024 23:00:00 | 0 | 0 | 0 | 394.24
07/21/2024 00:00:00 | 07/21/2024 00:00:00 | 0 | 0 | 0 | 330.24
07/21/2024 01:00:00 | 07/21/2024 01:00:00 | 0 | 0 | 0 | 331.26
07/21/2024 02:00:00 | 07/21/2024 02:00:00 | 0 | 0 | 0 | 331.27
07/21/2024 03:00:00 | 07/21/2024 03:00:00 | 0 | 0 | 0 | 331.77
07/21/2024 04:00:00 | 07/21/2024 04:00:00 | 0 | 0 | 0 | 330.24
07/21/2024 05:00:00 | 07/21/2024 05:00:00 | 3.98 | 3.98 | 0 | 324.61
07/21/2024 06:00:00 | 07/21/2024 06:00:00 | 69.83 | 69.83 | 0 | 259.07
07/21/2024 07:00:00 | 07/21/2024 07:00:00 | 142.05 | 142.05 | 0 | 192
07/21/2024 08:00:00 | 07/21/2024 08:00:00 | 237.87 | 237.87 | 0.07 | 100.87
07/21/2024 09:00:00 | 07/21/2024 09:00:00 | 520.35 | 520.35 | 179.97 | 4.09
07/21/2024 10:00:00 | 07/21/2024 10:00:00 | 646.61 | 646.61 | 286.27 | 0
07/21/2024 11:00:00 | 07/21/2024 11:00:00 | 698.28 | 698.28 | 332.29 | 0
07/21/2024 12:00:00 | 07/21/2024 12:00:00 | 770.61 | 770.61 | 397.76 | 1.03
07/21/2024 13:00:00 | 07/21/2024 13:00:00 | 436.38 | 436.38 | 84.54 | 1.02
07/21/2024 14:00:00 | 07/21/2024 14:00:00 | 646.73 | 646.73 | 289.86 | 10.24
07/21/2024 15:00:00 | 07/21/2024 15:00:00 | 719 | 719 | 349.24 | 3.07
07/21/2024 16:00:00 | 07/21/2024 16:00:00 | 602.76 | 602.76 | 248.2 | 6.15
07/21/2024 17:00:00 | 07/21/2024 17:00:00 | 450.94 | 450.94 | 104.44 | 0
07/21/2024 18:00:00 | 07/21/2024 18:00:00 | 268.79 | 268.79 | 2.18 | 67.58
07/21/2024 19:00:00 | 07/21/2024 19:00:00 | 62.69 | 62.69 | 0 | 259.58
07/21/2024 20:00:00 | 07/21/2024 20:00:00 | 5.13 | 5.13 | 0 | 315.91
07/21/2024 21:00:00 | 07/21/2024 21:00:00 | 0 | 0 | 0 | 323.58
07/21/2024 22:00:00 | 07/21/2024 22:00:00 | 0 | 0 | 0 | 324.61
07/21/2024 23:00:00 | 07/21/2024 23:00:00 | 0 | 0 | 0 | 325.63
07/22/2024 00:00:00 | 07/22/2024 00:00:00 | 0 | 0 | 0 | 322.56
07/22/2024 01:00:00 | 07/22/2024 01:00:00 | 0 | 0 | 0 | 322.56
07/22/2024 02:00:00 | 07/22/2024 02:00:00 | 0 | 0 | 0 | 318.47
07/22/2024 03:00:00 | 07/22/2024 03:00:00 | 0 | 0 | 0 | 315.9
07/22/2024 04:00:00 | 07/22/2024 04:00:00 | 0 | 0 | 0 | 317.44
07/22/2024 05:00:00 | 07/22/2024 05:00:00 | 4.39 | 4.39 | 0 | 310.78
07/22/2024 06:00:00 | 07/22/2024 06:00:00 | 55.12 | 55.12 | 0 | 388.61
07/22/2024 07:00:00 | 07/22/2024 07:00:00 | 123.76 | 123.76 | 0 | 425.99
07/22/2024 08:00:00 | 07/22/2024 08:00:00 | 302.4 | 302.4 | 0 | 318.97
07/22/2024 09:00:00 | 07/22/2024 09:00:00 | 490.86 | 490.86 | 18.43 | 151.04
07/22/2024 10:00:00 | 07/22/2024 10:00:00 | 518.25 | 518.25 | 11.39 | 108.03
07/22/2024 11:00:00 | 07/22/2024 11:00:00 | 500.31 | 500.31 | 45.12 | 150.53
07/22/2024 12:00:00 | 07/22/2024 12:00:00 | 795.98 | 795.98 | 179.27 | 35.33
07/22/2024 13:00:00 | 07/22/2024 13:00:00 | 855.34 | 855.34 | 62.27 | 20.48
07/22/2024 14:00:00 | 07/22/2024 14:00:00 | 813.96 | 813.96 | 178.3 | 12.8
07/22/2024 15:00:00 | 07/22/2024 15:00:00 | 615.99 | 615.99 | 91.59 | 203.78
07/22/2024 16:00:00 | 07/22/2024 16:00:00 | 186.49 | 186.49 | 0.06 | 574.46
07/22/2024 17:00:00 | 07/22/2024 17:00:00 | 338.06 | 338.06 | 20.35 | 192
07/22/2024 18:00:00 | 07/22/2024 18:00:00 | 62.24 | 62.24 | 0 | 427.01
07/22/2024 19:00:00 | 07/22/2024 19:00:00 | 12.66 | 12.66 | 0 | 596.48
07/22/2024 20:00:00 | 07/22/2024 20:00:00 | 5.81 | 5.81 | 0 | 496.13
07/22/2024 21:00:00 | 07/22/2024 21:00:00 | 0 | 0 | 0 | 695.29
07/22/2024 22:00:00 | 07/22/2024 22:00:00 | 0 | 0 | 0 | 425.99
07/22/2024 23:00:00 | 07/22/2024 23:00:00 | 0 | 0 | 0 | 410.62
07/23/2024 00:00:00 | 07/23/2024 00:00:00 | 0 | 0 | 0 | 408.58
07/23/2024 01:00:00 | 07/23/2024 01:00:00 | 0 | 0 | 0 | 408.57
07/23/2024 02:00:00 | 07/23/2024 02:00:00 | 0 | 0 | 0 | 409.09
07/23/2024 03:00:00 | 07/23/2024 03:00:00 | 0 | 0 | 0 | 410.11
07/23/2024 04:00:00 | 07/23/2024 04:00:00 | 0 | 0 | 0 | 407.55
07/23/2024 05:00:00 | 07/23/2024 05:00:00 | 2.8 | 2.8 | 0 | 374.79
07/23/2024 06:00:00 | 07/23/2024 06:00:00 | 61.17 | 61.17 | 0 | 520.19
07/23/2024 07:00:00 | 07/23/2024 07:00:00 | 199.1 | 199.1 | 0 | 548.86
07/23/2024 08:00:00 | 07/23/2024 08:00:00 | 364.83 | 364.83 | 0 | 431.62
07/23/2024 09:00:00 | 07/23/2024 09:00:00 | 521.69 | 521.69 | 0.64 | 324.61
07/23/2024 10:00:00 | 07/23/2024 10:00:00 | 572.12 | 572.12 | 16.13 | 301.57
07/23/2024 11:00:00 | 07/23/2024 11:00:00 | 470.21 | 470.21 | 0 | 421.37
07/23/2024 12:00:00 | 07/23/2024 12:00:00 | 721.94 | 721.94 | 11.84 | 186.88
07/23/2024 13:00:00 | 07/23/2024 13:00:00 | 675.89 | 675.89 | 33.73 | 246.27
07/23/2024 14:00:00 | 07/23/2024 14:00:00 | 661.4 | 661.4 | 4.42 | 255.49
07/23/2024 15:00:00 | 07/23/2024 15:00:00 | 250.55 | 250.55 | 0 | 338.43
07/23/2024 16:00:00 | 07/23/2024 16:00:00 | 264.37 | 264.37 | 0 | 614.92
07/23/2024 17:00:00 | 07/23/2024 17:00:00 | 361.34 | 361.34 | 0 | 420.86
07/23/2024 18:00:00 | 07/23/2024 18:00:00 | 221.4 | 221.4 | 0 | 569.86
07/23/2024 19:00:00 | 07/23/2024 19:00:00 | 118.21 | 118.21 | 0 | 695.8
07/23/2024 20:00:00 | 07/23/2024 20:00:00 | 12.51 | 12.51 | 0 | 836.61
07/23/2024 21:00:00 | 07/23/2024 21:00:00 | 0 | 0 | 0 | 730.11
07/23/2024 22:00:00 | 07/23/2024 22:00:00 | 0 | 0 | 0 | 494.6
07/23/2024 23:00:00 | 07/23/2024 23:00:00 | 0 | 0 | 0 | 480.76
07/24/2024 00:00:00 | 07/24/2024 00:00:00 | 0 | 0 | 0 | 479.75
07/24/2024 01:00:00 | 07/24/2024 01:00:00 | 0 | 0 | 0 | 462.33
07/24/2024 02:00:00 | 07/24/2024 02:00:00 | 0 | 0 | 0 | 460.8
07/24/2024 03:00:00 | 07/24/2024 03:00:00 | 0 | 0 | 0 | 452.1
07/24/2024 04:00:00 | 07/24/2024 04:00:00 | 0 | 0 | 0 | 451.58
07/24/2024 05:00:00 | 07/24/2024 05:00:00 | 2.35 | 2.35 | 0 | 451.59
07/24/2024 06:00:00 | 07/24/2024 06:00:00 | 63.19 | 63.19 | 0 | 398.85
07/24/2024 07:00:00 | 07/24/2024 07:00:00 | 183.2 | 183.2 | 0 | 309.76
07/24/2024 08:00:00 | 07/24/2024 08:00:00 | 348.17 | 348.17 | 0.25 | 177.66
07/24/2024 09:00:00 | 07/24/2024 09:00:00 | 568.4 | 568.4 | 86.59 | 2.05
07/24/2024 10:00:00 | 07/24/2024 10:00:00 | 579.98 | 579.98 | 121.6 | 26.62
07/24/2024 11:00:00 | 07/24/2024 11:00:00 | 697.69 | 697.69 | 197.32 | 8.71
07/24/2024 12:00:00 | 07/24/2024 12:00:00 | 749.16 | 749.16 | 270.4 | 9.72
07/24/2024 13:00:00 | 07/24/2024 13:00:00 | 711.37 | 711.37 | 229.82 | 13.83
07/24/2024 14:00:00 | 07/24/2024 14:00:00 | 698.03 | 698.03 | 154.5 | 42.49
07/24/2024 15:00:00 | 07/24/2024 15:00:00 | 672.37 | 672.37 | 41.53 | 129.03
07/24/2024 16:00:00 | 07/24/2024 16:00:00 | 622.41 | 622.41 | 14.98 | 225.28
07/24/2024 17:00:00 | 07/24/2024 17:00:00 | 450.59 | 450.59 | 0 | 214.53
07/24/2024 18:00:00 | 07/24/2024 18:00:00 | 277.11 | 277.11 | 0 | 278.52
07/24/2024 19:00:00 | 07/24/2024 19:00:00 | 101.78 | 101.78 | 0 | 665.6
07/24/2024 20:00:00 | 07/24/2024 20:00:00 | 13.15 | 13.15 | 0 | 831.49
07/24/2024 21:00:00 | 07/24/2024 21:00:00 | 0 | 0 | 0 | 745.99
07/24/2024 22:00:00 | 07/24/2024 22:00:00 | 0 | 0 | 0 | 462.84
07/24/2024 23:00:00 | 07/24/2024 23:00:00 | 0 | 0 | 0 | 458.24
07/25/2024 00:00:00 | 07/25/2024 00:00:00 | 0 | 0 | 0 | 451.08
07/25/2024 01:00:00 | 07/25/2024 01:00:00 | 0 | 0 | 0 | 425.98
07/25/2024 02:00:00 | 07/25/2024 02:00:00 | 0 | 0 | 0 | 421.89
07/25/2024 03:00:00 | 07/25/2024 03:00:00 | 0 | 0 | 0 | 418.81
07/25/2024 04:00:00 | 07/25/2024 04:00:00 | 0 | 0 | 0 | 418.31
07/25/2024 05:00:00 | 07/25/2024 05:00:00 | 1.2 | 1.2 | 0 | 419.84
07/25/2024 06:00:00 | 07/25/2024 06:00:00 | 62.62 | 62.62 | 0 | 591.36
07/25/2024 07:00:00 | 07/25/2024 07:00:00 | 171.23 | 171.23 | 0 | 768.51
07/25/2024 08:00:00 | 07/25/2024 08:00:00 | 195.14 | 195.14 | 0 | 942.59
07/25/2024 09:00:00 | 07/25/2024 09:00:00 | 375.84 | 375.84 | 0 | 374.27
07/25/2024 10:00:00 | 07/25/2024 10:00:00 | 656.85 | 656.85 | 39.93 | 334.85
07/25/2024 11:00:00 | 07/25/2024 11:00:00 | 691.91 | 691.91 | 23.43 | 260.61
07/25/2024 12:00:00 | 07/25/2024 12:00:00 | 787.56 | 787.56 | 0.45 | 415.23
07/25/2024 13:00:00 | 07/25/2024 13:00:00 | 810.96 | 810.96 | 91.77 | 121.35
07/25/2024 14:00:00 | 07/25/2024 14:00:00 | 809.56 | 809.56 | 10.18 | 171.52
07/25/2024 15:00:00 | 07/25/2024 15:00:00 | 742.15 | 742.15 | 3.77 | 146.94
07/25/2024 16:00:00 | 07/25/2024 16:00:00 | 617.98 | 617.98 | 0 | 283.65
07/25/2024 17:00:00 | 07/25/2024 17:00:00 | 429.82 | 429.82 | 0 | 340.48
07/25/2024 18:00:00 | 07/25/2024 18:00:00 | 302.35 | 302.35 | 0 | 577.53
07/25/2024 19:00:00 | 07/25/2024 19:00:00 | 102.34 | 102.34 | 0 | 771.08
07/25/2024 20:00:00 | 07/25/2024 20:00:00 | 7.85 | 7.85 | 0 | 893.44
07/25/2024 21:00:00 | 07/25/2024 21:00:00 | 0 | 0 | 0 | 761.34
07/25/2024 22:00:00 | 07/25/2024 22:00:00 | 0 | 0 | 0 | 502.27
07/25/2024 23:00:00 | 07/25/2024 23:00:00 | 0 | 0 | 0 | 499.2
07/26/2024 00:00:00 | 07/26/2024 00:00:00 | 0 | 0 | 0 | 494.59
07/26/2024 01:00:00 | 07/26/2024 01:00:00 | 0 | 0 | 0 | 482.31
07/26/2024 02:00:00 | 07/26/2024 02:00:00 | 0 | 0 | 0 | 466.43
07/26/2024 03:00:00 | 07/26/2024 03:00:00 | 0 | 0 | 0 | 461.82
07/26/2024 04:00:00 | 07/26/2024 04:00:00 | 0 | 0 | 0 | 462.34
07/26/2024 05:00:00 | 07/26/2024 05:00:00 | 2.04 | 2.04 | 0 | 460.29
07/26/2024 06:00:00 | 07/26/2024 06:00:00 | 58.74 | 58.74 | 0 | 558.08
07/26/2024 07:00:00 | 07/26/2024 07:00:00 | 210.58 | 210.58 | 0 | 958.46
07/26/2024 08:00:00 | 07/26/2024 08:00:00 | 380.45 | 380.45 | 0 | 743.43
07/26/2024 09:00:00 | 07/26/2024 09:00:00 | 574.44 | 574.44 | 0.07 | 449.02
07/26/2024 10:00:00 | 07/26/2024 10:00:00 | 682.5 | 682.5 | 15.49 | 165.38
07/26/2024 11:00:00 | 07/26/2024 11:00:00 | 783.58 | 783.58 | 23.74 | 188.92
07/26/2024 12:00:00 | 07/26/2024 12:00:00 | 843.28 | 843.28 | 52.03 | 140.8
07/26/2024 13:00:00 | 07/26/2024 13:00:00 | 793.38 | 793.38 | 68.87 | 97.8
07/26/2024 14:00:00 | 07/26/2024 14:00:00 | 820.04 | 820.04 | 69.69 | 119.29
07/26/2024 15:00:00 | 07/26/2024 15:00:00 | 453.57 | 453.57 | 39.55 | 370.69
07/26/2024 16:00:00 | 07/26/2024 16:00:00 | 621.47 | 621.47 | 42.12 | 111.62
07/26/2024 17:00:00 | 07/26/2024 17:00:00 | 466.1 | 466.1 | 0 | 125.95
07/26/2024 18:00:00 | 07/26/2024 18:00:00 | 277.25 | 277.25 | 0 | 437.25
07/26/2024 19:00:00 | 07/26/2024 19:00:00 | 118.43 | 118.43 | 0 | 686.08
07/26/2024 20:00:00 | 07/26/2024 20:00:00 | 15.25 | 15.25 | 0 | 823.29
07/26/2024 21:00:00 | 07/26/2024 21:00:00 | 0 | 0 | 0 | 710.15
07/26/2024 22:00:00 | 07/26/2024 22:00:00 | 0 | 0 | 0 | 497.66
07/26/2024 23:00:00 | 07/26/2024 23:00:00 | 0 | 0 | 0 | 496.64
07/27/2024 00:00:00 | 07/27/2024 00:00:00 | 0 | 0 | 0 | 496.64
07/27/2024 01:00:00 | 07/27/2024 01:00:00 | 0 | 0 | 0 | 495.62
07/27/2024 02:00:00 | 07/27/2024 02:00:00 | 0 | 0 | 0 | 474.62
07/27/2024 03:00:00 | 07/27/2024 03:00:00 | 0 | 0 | 0 | 464.9
07/27/2024 04:00:00 | 07/27/2024 04:00:00 | 0 | 0 | 0 | 462.84
07/27/2024 05:00:00 | 07/27/2024 05:00:00 | 2.41 | 2.41 | 0 | 456.2
07/27/2024 06:00:00 | 07/27/2024 06:00:00 | 57.04 | 57.04 | 0 | 528.38
07/27/2024 07:00:00 | 07/27/2024 07:00:00 | 187.57 | 187.57 | 0 | 623.1
07/27/2024 08:00:00 | 07/27/2024 08:00:00 | 340.83 | 340.83 | 0 | 422.4
07/27/2024 09:00:00 | 07/27/2024 09:00:00 | 362.66 | 362.66 | 0 | 513.03
07/27/2024 10:00:00 | 07/27/2024 10:00:00 | 375.71 | 375.71 | 0 | 409.09
07/27/2024 11:00:00 | 07/27/2024 11:00:00 | 748.77 | 748.77 | 62.97 | 94.2
07/27/2024 12:00:00 | 07/27/2024 12:00:00 | 811.04 | 811.04 | 112.58 | 25.09
07/27/2024 13:00:00 | 07/27/2024 13:00:00 | 833.07 | 833.07 | 198.65 | 2.05
07/27/2024 14:00:00 | 07/27/2024 14:00:00 | 696.04 | 696.04 | 217.16 | 39.94
07/27/2024 15:00:00 | 07/27/2024 15:00:00 | 719.97 | 719.97 | 216.57 | 0
07/27/2024 16:00:00 | 07/27/2024 16:00:00 | 592.93 | 592.93 | 99.33 | 0
07/27/2024 17:00:00 | 07/27/2024 17:00:00 | 436.4 | 436.4 | 3.65 | 49.66
07/27/2024 18:00:00 | 07/27/2024 18:00:00 | 267.37 | 267.37 | 0 | 199.17
07/27/2024 19:00:00 | 07/27/2024 19:00:00 | 84.85 | 84.85 | 0 | 366.08
07/27/2024 20:00:00 | 07/27/2024 20:00:00 | 11.82 | 11.82 | 0 | 171.52
07/27/2024 21:00:00 | 07/27/2024 21:00:00 | 0 | 0 | 0 | 433.66
07/27/2024 22:00:00 | 07/27/2024 22:00:00 | 0 | 0 | 0 | 418.82
07/27/2024 23:00:00 | 07/27/2024 23:00:00 | 0 | 0 | 0 | 416.77
07/28/2024 00:00:00 | 07/28/2024 00:00:00 | 0 | 0 | 0 | 415.23
07/28/2024 01:00:00 | 07/28/2024 01:00:00 | 0 | 0 | 0 | 413.69
07/28/2024 02:00:00 | 07/28/2024 02:00:00 | 0 | 0 | 0 | 413.7
07/28/2024 03:00:00 | 07/28/2024 03:00:00 | 0 | 0 | 0 | 412.16
07/28/2024 04:00:00 | 07/28/2024 04:00:00 | 0 | 0 | 0 | 412.16
07/28/2024 05:00:00 | 07/28/2024 05:00:00 | 1.61 | 1.61 | 0 | 410.11
07/28/2024 06:00:00 | 07/28/2024 06:00:00 | 48.5 | 48.5 | 0 | 359.94
07/28/2024 07:00:00 | 07/28/2024 07:00:00 | 179.31 | 179.31 | 0 | 201.21
07/28/2024 08:00:00 | 07/28/2024 08:00:00 | 342.24 | 342.24 | 9.73 | 36.36
07/28/2024 09:00:00 | 07/28/2024 09:00:00 | 510.24 | 510.24 | 137.6 | 0
07/28/2024 10:00:00 | 07/28/2024 10:00:00 | 651.29 | 651.29 | 270.59 | 0
07/28/2024 11:00:00 | 07/28/2024 11:00:00 | 748.7 | 748.7 | 359.55 | 0
07/28/2024 12:00:00 | 07/28/2024 12:00:00 | 802.06 | 802.06 | 410.24 | 0
07/28/2024 13:00:00 | 07/28/2024 13:00:00 | 818.66 | 818.66 | 432.96 | 0
07/28/2024 14:00:00 | 07/28/2024 14:00:00 | 783.52 | 783.52 | 403.26 | 0
07/28/2024 15:00:00 | 07/28/2024 15:00:00 | 711.56 | 711.56 | 336.45 | 0
07/28/2024 16:00:00 | 07/28/2024 16:00:00 | 598.46 | 598.46 | 229.31 | 0
07/28/2024 17:00:00 | 07/28/2024 17:00:00 | 468.64 | 468.64 | 107.78 | 0
07/28/2024 18:00:00 | 07/28/2024 18:00:00 | 231.49 | 231.49 | 8.13 | 122.88
07/28/2024 19:00:00 | 07/28/2024 19:00:00 | 15.63 | 15.63 | 0 | 301.56
07/28/2024 20:00:00 | 07/28/2024 20:00:00 | 0 | 0 | 0
07/28/2024 21:00:00 | 07/28/2024 21:00:00 | 0 | 0 | 0
07/28/2024 22:00:00 | 07/28/2024 22:00:00 | 0 | 0 | 0 | 203.27
07/28/2024 23:00:00 | 07/28/2024 23:00:00 | 0 | 0 | 0 | 333.31
07/29/2024 00:00:00 | 07/29/2024 00:00:00 | 0 | 0 | 0 | 326.14
07/29/2024 01:00:00 | 07/29/2024 01:00:00 | 0 | 0 | 0 | 324.61
07/29/2024 02:00:00 | 07/29/2024 02:00:00 | 0 | 0 | 0 | 326.66
07/29/2024 03:00:00 | 07/29/2024 03:00:00 | 0 | 0 | 0 | 326.14
07/29/2024 04:00:00 | 07/29/2024 04:00:00 | 0 | 0 | 0 | 353.79
07/29/2024 05:00:00 | 07/29/2024 05:00:00 | 1.97 | 1.97 | 0 | 367.11
07/29/2024 06:00:00 | 07/29/2024 06:00:00 | 60.9 | 60.9 | 0 | 379.39
07/29/2024 07:00:00 | 07/29/2024 07:00:00 | 199.39 | 199.39 | 0 | 370.18
07/29/2024 08:00:00 | 07/29/2024 08:00:00 | 372.85 | 372.85 | 0 | 504.32
07/29/2024 09:00:00 | 07/29/2024 09:00:00 | 548.34 | 548.34 | 0 | 397.31
07/29/2024 10:00:00 | 07/29/2024 10:00:00 | 698.39 | 698.39 | 0 | 280.57
07/29/2024 11:00:00 | 07/29/2024 11:00:00 | 789.48 | 789.48 | 65.66 | 32.26
07/29/2024 12:00:00 | 07/29/2024 12:00:00 | 842.48 | 842.48 | 141.7 | 1.02
07/29/2024 13:00:00 | 07/29/2024 13:00:00 | 861.64 | 861.64 | 129.6 | 30.21
07/29/2024 14:00:00 | 07/29/2024 14:00:00 | 822.2 | 822.2 | 2.49 | 205.83
07/29/2024 15:00:00 | 07/29/2024 15:00:00 | 740 | 740 | 1.6 | 133.63
07/29/2024 16:00:00 | 07/29/2024 16:00:00 | 616.57 | 616.57 | 1.48 | 273.41
07/29/2024 17:00:00 | 07/29/2024 17:00:00 | 455.56 | 455.56 | 0 | 449.02
07/29/2024 18:00:00 | 07/29/2024 18:00:00 | 280.99 | 280.99 | 0 | 565.76
07/29/2024 19:00:00 | 07/29/2024 19:00:00 | 117.81 | 117.81 | 0 | 719.36
07/29/2024 20:00:00 | 07/29/2024 20:00:00 | 15.01 | 15.01 | 0 | 832.51
07/29/2024 21:00:00 | 07/29/2024 21:00:00 | 0 | 0 | 0 | 803.33
07/29/2024 22:00:00 | 07/29/2024 22:00:00 | 0 | 0 | 0 | 477.7
07/29/2024 23:00:00 | 07/29/2024 23:00:00 | 0 | 0 | 0 | 474.62
07/30/2024 00:00:00 | 07/30/2024 00:00:00 | 0 | 0 | 0 | 467.97
07/30/2024 01:00:00 | 07/30/2024 01:00:00 | 0 | 0 | 0 | 464.38
07/30/2024 02:00:00 | 07/30/2024 02:00:00 | 0 | 0 | 0 | 453.63
07/30/2024 03:00:00 | 07/30/2024 03:00:00 | 0 | 0 | 0 | 438.28
07/30/2024 04:00:00 | 07/30/2024 04:00:00 | 0 | 0 | 0 | 436.22
07/30/2024 05:00:00 | 07/30/2024 05:00:00 | 1.71 | 1.71 | 0 | 429.57
07/30/2024 06:00:00 | 07/30/2024 06:00:00 | 54.52 | 54.52 | 0 | 664.06
07/30/2024 07:00:00 | 07/30/2024 07:00:00 | 193.68 | 193.68 | 0 | 645.12
07/30/2024 08:00:00 | 07/30/2024 08:00:00 | 366.46 | 366.46 | 0 | 484.35
07/30/2024 09:00:00 | 07/30/2024 09:00:00 | 534.98 | 534.98 | 0 | 576
07/30/2024 10:00:00 | 07/30/2024 10:00:00 | 681.78 | 681.78 | 0 | 444.93
07/30/2024 11:00:00 | 07/30/2024 11:00:00 | 779.38 | 779.38 | 72.96 | 66.56
07/30/2024 12:00:00 | 07/30/2024 12:00:00 | 834.71 | 834.71 | 155.39 | 17.41
07/30/2024 13:00:00 | 07/30/2024 13:00:00 | 853.8 | 853.8 | 27.45 | 102.91
07/30/2024 14:00:00 | 07/30/2024 14:00:00 | 817.53 | 817.53 | 2.63 | 278.02
07/30/2024 15:00:00 | 07/30/2024 15:00:00 | 736.56 | 736.56 | 12.54 | 108.54
07/30/2024 16:00:00 | 07/30/2024 16:00:00 | 616.78 | 616.78 | 42.24 | 18.95
07/30/2024 17:00:00 | 07/30/2024 17:00:00 | 454.94 | 454.94 | 0 | 356.35
07/30/2024 18:00:00 | 07/30/2024 18:00:00 | 274.05 | 274.05 | 0 | 543.74
07/30/2024 19:00:00 | 07/30/2024 19:00:00 | 107 | 107 | 0 | 706.56
07/30/2024 20:00:00 | 07/30/2024 20:00:00 | 12.22 | 12.22 | 0 | 844.8
07/30/2024 21:00:00 | 07/30/2024 21:00:00 | 0 | 0 | 0 | 664.58
07/30/2024 22:00:00 | 07/30/2024 22:00:00 | 0 | 0 | 0 | 502.27
07/30/2024 23:00:00 | 07/30/2024 23:00:00 | 0 | 0 | 0 | 500.22
07/31/2024 00:00:00 | 07/31/2024 00:00:00 | 0 | 0 | 0 | 494.08
07/31/2024 01:00:00 | 07/31/2024 01:00:00 | 0 | 0 | 0 | 494.08
07/31/2024 02:00:00 | 07/31/2024 02:00:00 | 0 | 0 | 0 | 492.55
07/31/2024 03:00:00 | 07/31/2024 03:00:00 | 0 | 0 | 0 | 491.01
07/31/2024 04:00:00 | 07/31/2024 04:00:00 | 0 | 0 | 0 | 470.01
07/31/2024 05:00:00 | 07/31/2024 05:00:00 | 1.34 | 1.34 | 0 | 456.19
07/31/2024 06:00:00 | 07/31/2024 06:00:00 | 50.16 | 50.16 | 0 | 409.09
07/31/2024 07:00:00 | 07/31/2024 07:00:00 | 181.98 | 181.98 | 0 | 608.77
07/31/2024 08:00:00 | 07/31/2024 08:00:00 | 346.69 | 346.69 | 0 | 452.1
07/31/2024 09:00:00 | 07/31/2024 09:00:00 | 516.98 | 516.98 | 4.8 | 135.16
07/31/2024 10:00:00 | 07/31/2024 10:00:00 | 658.87 | 658.87 | 13.06 | 109.57
07/31/2024 11:00:00 | 07/31/2024 11:00:00 | 755.07 | 755.07 | 12.41 | 130.05
07/31/2024 12:00:00 | 07/31/2024 12:00:00 | 809.08 | 809.08 | 82.05 | 20.48
07/31/2024 13:00:00 | 07/31/2024 13:00:00 | 824.06 | 824.06 | 100.48 | 31.23
07/31/2024 14:00:00 | 07/31/2024 14:00:00 | 788.27 | 788.27 | 42.75 | 79.87
07/31/2024 15:00:00 | 07/31/2024 15:00:00 | 704.89 | 704.89 | 18.56 | 153.09
07/31/2024 16:00:00 | 07/31/2024 16:00:00 | 580.57 | 580.57 | 14.4 | 66.05
07/31/2024 17:00:00 | 07/31/2024 17:00:00 | 424.77 | 424.77 | 0 | 175.62
07/31/2024 18:00:00 | 07/31/2024 18:00:00 | 239.41 | 239.41 | 0 | 455.68
07/31/2024 19:00:00 | 07/31/2024 19:00:00 | 22.22 | 22.22 | 0 | 635.9
07/31/2024 20:00:00 | 07/31/2024 20:00:00 | 3.31 | 3.31 | 0 | 613.89
07/31/2024 21:00:00 | 07/31/2024 21:00:00 | 0 | 0 | 0 | 640.51
07/31/2024 22:00:00 | 07/31/2024 22:00:00 | 0 | 0 | 0 | 491.01
07/31/2024 23:00:00 | 07/31/2024 23:00:00 | 0 | 0 | 0 | 476.67
2024-01-08 | 45299 | 0 | 0 | 0 | 460.8
2024-01-08 01:00 | 45299.0417 | 0 | 0 | 0 | 450.56
2024-01-08 02:00 | 45299.0833 | 0 | 0 | 0 | 445.95
2024-01-08 03:00 | 45299.125 | 0 | 0 | 0 | 444.42
2024-01-08 04:00 | 45299.1667 | 0 | 0 | 0 | 429.05
2024-01-08 05:00 | 45299.2083 | 0.53 | 0.53 | 0 | 419.84
2024-01-08 06:00 | 45299.25 | 55.93 | 55.93 | 0 | 547.33
2024-01-08 07:00 | 45299.2917 | 121.41 | 121.41 | 0 | 879.11
2024-01-08 08:00 | 45299.3333 | 252.22 | 252.22 | 0 | 717.82
2024-01-08 09:00 | 45299.375 | 327.81 | 327.81 | 0 | 569.34
2024-01-08 10:00 | 45299.4167 | 643.73 | 643.73 | 0.52 | 224.77
2024-01-08 11:00 | 45299.4583 | 708.59 | 708.59 | 1.4 | 402.95
2024-01-08 12:00 | 45299.5 | 799.38 | 799.38 | 0.26 | 368.64
2024-01-08 13:00 | 45299.5417 | 761.34 | 761.34 | 0.45 | 274.43
2024-01-08 14:00 | 45299.5833 | 743.44 | 743.44 | 12.61 | 161.28
2024-01-08 15:00 | 45299.625 | 635.15 | 635.15 | 19.84 | 159.23
2024-01-08 16:00 | 45299.6667 | 583.8 | 583.8 | 0 | 204.29
2024-01-08 17:00 | 45299.7083 | 454.99 | 454.99 | 0 | 199.17
2024-01-08 18:00 | 45299.75 | 166.92 | 166.92 | 0 | 581.12
2024-01-08 19:00 | 45299.7917 | 7.88 | 7.88 | 0 | 538.11
2024-01-08 20:00 | 45299.8333 | 0.03 | 0.03 | 0 | 536.06
2024-01-08 21:00 | 45299.875 | 0 | 0 | 0 | 603.65
2024-01-08 22:00 | 45299.9167 | 0 | 0 | 0 | 478.72
2024-01-08 23:00 | 45299.9583 | 0 | 0 | 0 | 465.41
2024-02-08 | 45330 | 0 | 0 | 0 | 449.53
2024-02-08 01:00 | 45330.0417 | 0 | 0 | 0 | 451.59
2024-02-08 02:00 | 45330.0833 | 0 | 0 | 0 | 449.02
2024-02-08 03:00 | 45330.125 | 0 | 0 | 0 | 435.71
2024-02-08 04:00 | 45330.1667 | 0 | 0 | 0 | 430.08
2024-02-08 05:00 | 45330.2083 | 0.34 | 0.34 | 0 | 423.43
2024-02-08 06:00 | 45330.25 | 35.79 | 35.79 | 0 | 704.51
2024-02-08 07:00 | 45330.2917 | 183.39 | 183.39 | 0 | 992.26
2024-02-08 08:00 | 45330.3333 | 357.82 | 357.82 | 0 | 658.43
2024-02-08 09:00 | 45330.375 | 526.06 | 526.06 | 0 | 451.07
2024-02-08 10:00 | 45330.4167 | 672.57 | 672.57 | 0 | 415.23
2024-02-08 11:00 | 45330.4583 | 772.93 | 772.93 | 15.04 | 160.77
2024-02-08 12:00 | 45330.5 | 835.89 | 835.89 | 20.22 | 216.06
2024-02-08 13:00 | 45330.5417 | 841.03 | 841.03 | 13.89 | 96.77
2024-02-08 14:00 | 45330.5833 | 788.04 | 788.04 | 0 | 199.17
2024-02-08 15:00 | 45330.625 | 596.35 | 596.35 | 0.13 | 340.99
2024-02-08 16:00 | 45330.6667 | 539.3 | 539.3 | 2.36 | 252.42
2024-02-08 17:00 | 45330.7083 | 270.27 | 270.27 | 0 | 551.93
2024-02-08 18:00 | 45330.75 | 32.27 | 32.27 | 0 | 548.87
2024-02-08 19:00 | 45330.7917 | 17.7 | 17.7 | 0 | 509.44
2024-02-08 20:00 | 45330.8333 | 10.02 | 10.02 | 0 | 509.95
2024-02-08 21:00 | 45330.875 | 0 | 0 | 0 | 522.75
2024-02-08 22:00 | 45330.9167 | 0 | 0 | 0 | 519.17
2024-02-08 23:00 | 45330.9583 | 0 | 0 | 0 | 519.17
2024-03-08 | 45359 | 0 | 0 | 0 | 516.61
2024-03-08 01:00 | 45359.0417 | 0 | 0 | 0 | 507.9
2024-03-08 02:00 | 45359.0833 | 0 | 0 | 0 | 485.38
2024-03-08 03:00 | 45359.125 | 0 | 0 | 0 | 484.35
2024-03-08 04:00 | 45359.1667 | 0 | 0 | 0 | 484.86
2024-03-08 05:00 | 45359.2083 | 0.72 | 0.72 | 0 | 472.07
2024-03-08 06:00 | 45359.25 | 47.36 | 47.36 | 0 | 412.67
2024-03-08 07:00 | 45359.2917 | 76.46 | 76.46 | 0 | 421.89
2024-03-08 08:00 | 45359.3333 | 183.77 | 183.77 | 0 | 290.3
2024-03-08 09:00 | 45359.375 | 162.07 | 162.07 | 0 | 307.2
2024-03-08 10:00 | 45359.4167 | 350.43 | 350.43 | 9.86 | 230.4
2024-03-08 11:00 | 45359.4583 | 488.59 | 488.59 | 66.88 | 113.15
2024-03-08 12:00 | 45359.5 | 583.86 | 583.86 | 114.37 | 1.54
2024-03-08 13:00 | 45359.5417 | 644.91 | 644.91 | 210.81 | 24.57
2024-03-08 14:00 | 45359.5833 | 820.81 | 820.81 | 361.48 | 0
2024-03-08 15:00 | 45359.625 | 602.88 | 602.88 | 190.78 | 31.24
2024-03-08 16:00 | 45359.6667 | 512.18 | 512.18 | 120.9 | 41.47
2024-03-08 17:00 | 45359.7083 | 398.64 | 398.64 | 24.76 | 54.27
2024-03-08 18:00 | 45359.75 | 239.48 | 239.48 | 0 | 177.66
2024-03-08 19:00 | 45359.7917 | 88.53 | 88.53 | 0 | 320.52
2024-03-08 20:00 | 45359.8333 | 6.16 | 6.16 | 0 | 399.87
2024-03-08 21:00 | 45359.875 | 0 | 0 | 0 | 407.04
2024-03-08 22:00 | 45359.9167 | 0 | 0 | 0 | 399.87
2024-03-08 23:00 | 45359.9583 | 0 | 0 | 0 | 402.43
2024-04-08 | 45390 | 0 | 0 | 0 | 402.43
2024-04-08 01:00 | 45390.0417 | 0 | 0 | 0 | 370.69
2024-04-08 02:00 | 45390.0833 | 0 | 0 | 0 | 341.51
2024-04-08 03:00 | 45390.125 | 0 | 0 | 0 | 336.89
2024-04-08 04:00 | 45390.1667 | 0 | 0 | 0 | 336.39
2024-04-08 05:00 | 45390.2083 | 1.31 | 1.31 | 0 | 333.31
2024-04-08 06:00 | 45390.25 | 43.69 | 43.69 | 0 | 291.33
2024-04-08 07:00 | 45390.2917 | 161.66 | 161.66 | 0 | 182.27
2024-04-08 08:00 | 45390.3333 | 202.07 | 202.07 | 0 | 142.33
2024-04-08 09:00 | 45390.375 | 356.16 | 356.16 | 79.43 | 80.39
2024-04-08 10:00 | 45390.4167 | 630.43 | 630.43 | 264.7 | 11.77
2024-04-08 11:00 | 45390.4583 | 759.56 | 759.56 | 368.64 | 0
2024-04-08 12:00 | 45390.5 | 813.97 | 813.97 | 417.67 | 0
2024-04-08 13:00 | 45390.5417 | 828.12 | 828.12 | 429.76 | 0
2024-04-08 14:00 | 45390.5833 | 859.09 | 859.09 | 460.99 | 0
2024-04-08 15:00 | 45390.625 | 552.67 | 552.67 | 196.99 | 24.58
2024-04-08 16:00 | 45390.6667 | 536.99 | 536.99 | 166.78 | 6.14
2024-04-08 17:00 | 45390.7083 | 391.98 | 391.98 | 45.19 | 17.41
2024-04-08 18:00 | 45390.75 | 217.5 | 217.5 | 0.38 | 134.66
2024-04-08 19:00 | 45390.7917 | 64.81 | 64.81 | 0 | 274.94
2024-04-08 20:00 | 45390.8333 | 5.34 | 5.34 | 0 | 335.87
2024-04-08 21:00 | 45390.875 | 0 | 0 | 0 | 349.19
2024-04-08 22:00 | 45390.9167 | 0 | 0 | 0 | 349.69
2024-04-08 23:00 | 45390.9583 | 0 | 0 | 0 | 348.16
2024-05-08 | 45420 | 0 | 0 | 0 | 344.58
2024-05-08 01:00 | 45420.0417 | 0 | 0 | 0 | 347.65
2024-05-08 02:00 | 45420.0833 | 0 | 0 | 0 | 346.62
2024-05-08 03:00 | 45420.125 | 0 | 0 | 0 | 346.11
2024-05-08 04:00 | 45420.1667 | 0 | 0 | 0 | 343.56
2024-05-08 05:00 | 45420.2083 | 0.32 | 0.32 | 0 | 343.55
2024-05-08 06:00 | 45420.25 | 30.33 | 30.33 | 0 | 311.81
2024-05-08 07:00 | 45420.2917 | 107.29 | 107.29 | 0 | 259.58
2024-05-08 08:00 | 45420.3333 | 214.85 | 214.85 | 0 | 152.58
2024-05-08 09:00 | 45420.375 | 390.47 | 390.47 | 28.29 | 11.26
2024-05-08 10:00 | 45420.4167 | 535.91 | 535.91 | 109.18 | 0
2024-05-08 11:00 | 45420.4583 | 645.26 | 645.26 | 211.78 | 0
2024-05-08 12:00 | 45420.5 | 749.63 | 749.63 | 403.52 | 0
2024-05-08 13:00 | 45420.5417 | 792.92 | 792.92 | 372.48 | 0
2024-05-08 14:00 | 45420.5833 | 686.79 | 686.79 | 297.09 | 1.54
2024-05-08 15:00 | 45420.625 | 693.84 | 693.84 | 337.85 | 0
2024-05-08 16:00 | 45420.6667 | 426.93 | 426.93 | 176.84 | 0.51
2024-05-08 17:00 | 45420.7083 | 347.4 | 347.4 | 122.62 | 17.92
2024-05-08 18:00 | 45420.75 | 200.36 | 200.36 | 26.3 | 60.41
2024-05-08 19:00 | 45420.7917 | 51.01 | 51.01 | 0 | 173.06
2024-05-08 20:00 | 45420.8333 | 5.72 | 5.72 | 0 | 218.11
2024-05-08 21:00 | 45420.875 | 0 | 0 | 0 | 224.26
2024-05-08 22:00 | 45420.9167 | 0 | 0 | 0 | 224.25
2024-05-08 23:00 | 45420.9583 | 0 | 0 | 0 | 223.24
2024-06-08 | 45451 | 0 | 0 | 0 | 222.2
2024-06-08 01:00 | 45451.0417 | 0 | 0 | 0 | 223.24
2024-06-08 02:00 | 45451.0833 | 0 | 0 | 0 | 222.72
2024-06-08 03:00 | 45451.125 | 0 | 0 | 0 | 223.74
2024-06-08 04:00 | 45451.1667 | 0 | 0 | 0 | 223.23
2024-06-08 05:00 | 45451.2083 | 0.4 | 0.4 | 0 | 221.7
2024-06-08 06:00 | 45451.25 | 41.6 | 41.6 | 0 | 184.83
2024-06-08 07:00 | 45451.2917 | 178.26 | 178.26 | 0 | 109.57
2024-06-08 08:00 | 45451.3333 | 338.93 | 338.93 | 27.01 | 24.06
2024-06-08 09:00 | 45451.375 | 509.41 | 509.41 | 154.24 | 0
2024-06-08 10:00 | 45451.4167 | 660.88 | 660.88 | 285.7 | 0
2024-06-08 11:00 | 45451.4583 | 760.87 | 760.87 | 371.84 | 0
2024-06-08 12:00 | 45451.5 | 813.2 | 813.2 | 507.01 | 0
2024-06-08 13:00 | 45451.5417 | 830.42 | 830.42 | 438.33 | 0
2024-06-08 14:00 | 45451.5833 | 792.56 | 792.56 | 447.94 | 0
2024-06-08 15:00 | 45451.625 | 709.79 | 709.79 | 342.65 | 0
2024-06-08 16:00 | 45451.6667 | 588.35 | 588.35 | 333.57 | 0
2024-06-08 17:00 | 45451.7083 | 427.29 | 427.29 | 183.68 | 0
2024-06-08 18:00 | 45451.75 | 243.29 | 243.29 | 27.39 | 20.99
2024-06-08 19:00 | 45451.7917 | 45.63 | 45.63 | 0 | 178.69
2024-06-08 20:00 | 45451.8333 | 3.18 | 3.18 | 0 | 221.19
2024-06-08 21:00 | 45451.875 | 0 | 0 | 0 | 227.84
2024-06-08 22:00 | 45451.9167 | 0 | 0 | 0 | 225.28
2024-06-08 23:00 | 45451.9583 | 0 | 0 | 0 | 224.25
2024-07-08 | 45481 | 0 | 0 | 0 | 223.75
2024-07-08 01:00 | 45481.0417 | 0 | 0 | 0 | 222.72
2024-07-08 02:00 | 45481.0833 | 0 | 0 | 0 | 223.74
2024-07-08 03:00 | 45481.125 | 0 | 0 | 0 | 224.26
2024-07-08 04:00 | 45481.1667 | 0 | 0 | 0 | 224.76
2024-07-08 05:00 | 45481.2083 | 0.18 | 0.18 | 0 | 223.24
2024-07-08 06:00 | 45481.25 | 39.56 | 39.56 | 0 | 188.41
2024-07-08 07:00 | 45481.2917 | 168.91 | 168.91 | 0 | 161.79
2024-07-08 08:00 | 45481.3333 | 332.44 | 332.44 | 18.95 | 37.89
2024-07-08 09:00 | 45481.375 | 500.81 | 500.81 | 130.11 | 0
2024-07-08 10:00 | 45481.4167 | 646.56 | 646.56 | 268.93 | 0
2024-07-08 11:00 | 45481.4583 | 745.71 | 745.71 | 348.41 | 0
2024-07-08 12:00 | 45481.5 | 796.44 | 796.44 | 424.96 | 0
2024-07-08 13:00 | 45481.5417 | 814.64 | 814.64 | 432 | 0
2024-07-08 14:00 | 45481.5833 | 771.71 | 771.71 | 353.54 | 0
2024-07-08 15:00 | 45481.625 | 595.25 | 595.25 | 236.35 | 0
2024-07-08 16:00 | 45481.6667 | 537.41 | 537.41 | 268.61 | 0
2024-07-08 17:00 | 45481.7083 | 210.89 | 210.89 | 5.44 | 37.89
2024-07-08 18:00 | 45481.75 | 82.61 | 82.61 | 0 | 155.14
2024-07-08 19:00 | 45481.7917 | 27.18 | 27.18 | 0 | 205.82
2024-07-08 20:00 | 45481.8333 | 1.16 | 1.16 | 0 | 232.96
2024-07-08 21:00 | 45481.875 | 0 | 0 | 0 | 235.52
2024-07-08 22:00 | 45481.9167 | 0 | 0 | 0 | 233.98
2024-07-08 23:00 | 45481.9583 | 0 | 0 | 0 | 233.48
2024-08-08 | 45512 | 0 | 0 | 0 | 231.42
2024-08-08 01:00 | 45512.0417 | 0 | 0 | 0 | 231.42
2024-08-08 02:00 | 45512.0833 | 0 | 0 | 0 | 231.43
2024-08-08 03:00 | 45512.125 | 0 | 0 | 0 | 231.93
2024-08-08 04:00 | 45512.1667 | 0 | 0 | 0 | 231.43
2024-08-08 05:00 | 45512.2083 | 0.12 | 0.12 | 0 | 232.45
2024-08-08 06:00 | 45512.25 | 23.96 | 23.96 | 0 | 208.89
2024-08-08 07:00 | 45512.2917 | 173.95 | 173.95 | 0.13 | 84.48
2024-08-08 08:00 | 45512.3333 | 339.37 | 339.37 | 41.41 | 6.15
2024-08-08 09:00 | 45512.375 | 510.04 | 510.04 | 231.42 | 0
2024-08-08 10:00 | 45512.4167 | 658.16 | 658.16 | 308.29 | 0
2024-08-08 11:00 | 45512.4583 | 758.18 | 758.18 | 355.13 | 0
2024-08-08 12:00 | 45512.5 | 817 | 817 | 487.11 | 0
2024-08-08 13:00 | 45512.5417 | 837.94 | 837.94 | 476.35 | 0
2024-08-08 14:00 | 45512.5833 | 799.96 | 799.96 | 399.62 | 0
2024-08-08 15:00 | 45512.625 | 679.49 | 679.49 | 327.36 | 0
2024-08-08 16:00 | 45512.6667 | 500.95 | 500.95 | 213.82 | 0.51
2024-08-08 17:00 | 45512.7083 | 411.55 | 411.55 | 150.85 | 4.61
2024-08-08 18:00 | 45512.75 | 251.51 | 251.51 | 18.49 | 22.52
2024-08-08 19:00 | 45512.7917 | 92.66 | 92.66 | 0 | 152.07
2024-08-08 20:00 | 45512.8333 | 5.98 | 5.98 | 0 | 237.57
2024-08-08 21:00 | 45512.875 | 0 | 0 | 0 | 244.22
2024-08-08 22:00 | 45512.9167 | 0 | 0 | 0 | 244.74
2024-08-08 23:00 | 45512.9583 | 0 | 0 | 0 | 243.2
2024-09-08 | 45543 | 0 | 0 | 0 | 241.15
2024-09-08 01:00 | 45543.0417 | 0 | 0 | 0 | 240.64
2024-09-08 02:00 | 45543.0833 | 0 | 0 | 0 | 240.13
2024-09-08 03:00 | 45543.125 | 0 | 0 | 0 | 241.15
2024-09-08 04:00 | 45543.1667 | 0 | 0 | 0 | 239.1
2024-09-08 05:00 | 45543.2083 | 0.23 | 0.23 | 0 | 222.72
2024-09-08 06:00 | 45543.25 | 35.7 | 35.7 | 0 | 203.27
2024-09-08 07:00 | 45543.2917 | 133.1 | 133.1 | 0 | 187.39
2024-09-08 08:00 | 45543.3333 | 317.96 | 317.96 | 20.93 | 48.13
2024-09-08 09:00 | 45543.375 | 479.83 | 479.83 | 165.38 | 1.02
2024-09-08 10:00 | 45543.4167 | 642.09 | 642.09 | 284.86 | 0
2024-09-08 11:00 | 45543.4583 | 756.22 | 756.22 | 385.54 | 0
2024-09-08 12:00 | 45543.5 | 760.71 | 760.71 | 474.62 | 0
2024-09-08 13:00 | 45543.5417 | 812.36 | 812.36 | 534.02 | 0
2024-09-08 14:00 | 45543.5833 | 790.47 | 790.47 | 521.28 | 0
2024-09-08 15:00 | 45543.625 | 703.45 | 703.45 | 517.05 | 0
2024-09-08 16:00 | 45543.6667 | 561.08 | 561.08 | 413.64 | 0
2024-09-08 17:00 | 45543.7083 | 367.2 | 367.2 | 222.84 | 0
2024-09-08 18:00 | 45543.75 | 206.28 | 206.28 | 75.52 | 1.54
2024-09-08 19:00 | 45543.7917 | 63.62 | 63.62 | 0.64 | 60.92
2024-09-08 20:00 | 45543.8333 | 2.72 | 2.72 | 0 | 119.81
2024-09-08 21:00 | 45543.875 | 0 | 0 | 0 | 123.91
2024-09-08 22:00 | 45543.9167 | 0 | 0 | 0 | 123.39
2024-09-08 23:00 | 45543.9583 | 0 | 0 | 0 | 121.85
2024-10-08 | 45573 | 0 | 0 | 0 | 119.81
2024-10-08 01:00 | 45573.0417 | 0 | 0 | 0 | 118.79
2024-10-08 02:00 | 45573.0833 | 0 | 0 | 0 | 118.78
2024-10-08 03:00 | 45573.125 | 0 | 0 | 0 | 119.81
2024-10-08 04:00 | 45573.1667 | 0 | 0 | 0 | 119.29
2024-10-08 05:00 | 45573.2083 | 0.19 | 0.19 | 0 | 117.76
2024-10-08 06:00 | 45573.25 | 35.71 | 35.71 | 0 | 80.9
2024-10-08 07:00 | 45573.2917 | 165.69 | 165.69 | 45.7 | 3.07
2024-10-08 08:00 | 45573.3333 | 326.58 | 326.58 | 192.06 | 0
2024-10-08 09:00 | 45573.375 | 495.02 | 495.02 | 347.52 | 0
2024-10-08 10:00 | 45573.4167 | 637.08 | 637.08 | 478.28 | 0
2024-10-08 11:00 | 45573.4583 | 737.93 | 737.93 | 570.88 | 0
2024-10-08 12:00 | 45573.5 | 789.14 | 789.14 | 616.76 | 0
2024-10-08 13:00 | 45573.5417 | 813.63 | 813.63 | 640.84 | 0
2024-10-08 14:00 | 45573.5833 | 776.03 | 776.03 | 604.16 | 0
2024-10-08 15:00 | 45573.625 | 696.17 | 696.17 | 529.34 | 0
2024-10-08 16:00 | 45573.6667 | 571.92 | 571.92 | 414.21 | 0
2024-10-08 17:00 | 45573.7083 | 410.16 | 410.16 | 262.27 | 0
2024-10-08 18:00 | 45573.75 | 235.91 | 235.91 | 100.1 | 0
2024-10-08 19:00 | 45573.7917 | 83.04 | 83.04 | 2.17 | 45.57
2024-10-08 20:00 | 45573.8333 | 4.25 | 4.25 | 0 | 119.3
2024-10-08 21:00 | 45573.875 | 0 | 0 | 0 | 124.92
2024-10-08 22:00 | 45573.9167 | 0 | 0 | 0 | 123.4
2024-10-08 23:00 | 45573.9583 | 0 | 0 | 0 | 122.88
2024-11-08 | 45604 | 0 | 0 | 0 | 119.8
2024-11-08 01:00 | 45604.0417 | 0 | 0 | 0 | 119.81
2024-11-08 02:00 | 45604.0833 | 0 | 0 | 0 | 119.81
2024-11-08 03:00 | 45604.125 | 0 | 0 | 0 | 119.81
2024-11-08 04:00 | 45604.1667 | 0 | 0 | 0 | 120.83
2024-11-08 05:00 | 45604.2083 | 0.13 | 0.13 | 0 | 118.78
2024-11-08 06:00 | 45604.25 | 35.24 | 35.24 | 0 | 81.41
2024-11-08 07:00 | 45604.2917 | 165.19 | 165.19 | 49.41 | 2.56
2024-11-08 08:00 | 45604.3333 | 325.27 | 325.27 | 195.58 | 0
2024-11-08 09:00 | 45604.375 | 489.59 | 489.59 | 346.63 | 0
2024-11-08 10:00 | 45604.4167 | 633.99 | 633.99 | 477.57 | 0
2024-11-08 11:00 | 45604.4583 | 731.72 | 731.72 | 567.93 | 0
2024-11-08 12:00 | 45604.5 | 788.98 | 788.98 | 620.61 | 0
2024-11-08 13:00 | 45604.5417 | 810.93 | 810.93 | 640 | 0
2024-11-08 14:00 | 45604.5833 | 774.98 | 774.98 | 605.57 | 0
2024-11-08 15:00 | 45604.625 | 695.62 | 695.62 | 532.29 | 0
2024-11-08 16:00 | 45604.6667 | 576.68 | 576.68 | 421.95 | 0
2024-11-08 17:00 | 45604.7083 | 419.34 | 419.34 | 275.84 | 0
2024-11-08 18:00 | 45604.75 | 238.53 | 238.53 | 107.45 | 0
2024-11-08 19:00 | 45604.7917 | 77.97 | 77.97 | 4.61 | 45.57
2024-11-08 20:00 | 45604.8333 | 1.48 | 1.48 | 0 | 116.74
2024-11-08 21:00 | 45604.875 | 0 | 0 | 0 | 118.78
2024-11-08 22:00 | 45604.9167 | 0 | 0 | 0 | 118.78
2024-11-08 23:00 | 45604.9583 | 0 | 0 | 0 | 117.76
2024-12-08 | 45634 | 0 | 0 | 0 | 117.25
2024-12-08 01:00 | 45634.0417 | 0 | 0 | 0 | 116.74
2024-12-08 02:00 | 45634.0833 | 0 | 0 | 0 | 117.25
2024-12-08 03:00 | 45634.125 | 0 | 0 | 0 | 116.73
2024-12-08 04:00 | 45634.1667 | 0 | 0 | 0 | 117.25
2024-12-08 05:00 | 45634.2083 | 0.05 | 0.05 | 0 | 115.2
2024-12-08 06:00 | 45634.25 | 34.69 | 34.69 | 0 | 75.78
2024-12-08 07:00 | 45634.2917 | 165.73 | 165.73 | 56.9 | 0.51
2024-12-08 08:00 | 45634.3333 | 325.38 | 325.38 | 206.97 | 0
2024-12-08 09:00 | 45634.375 | 493.37 | 493.37 | 357.57 | 0
2024-12-08 10:00 | 45634.4167 | 636.56 | 636.56 | 490.95 | 0
2024-12-08 11:00 | 45634.4583 | 735.75 | 735.75 | 582.4 | 0
2024-12-08 12:00 | 45634.5 | 785.99 | 785.99 | 629.24 | 0
2024-12-08 13:00 | 45634.5417 | 808.24 | 808.24 | 649.22 | 0
2024-12-08 14:00 | 45634.5833 | 765.78 | 765.78 | 609.22 | 0
2024-12-08 15:00 | 45634.625 | 697.83 | 697.83 | 545.34 | 0
2024-12-08 16:00 | 45634.6667 | 573.11 | 573.11 | 427.84 | 0
2024-12-08 17:00 | 45634.7083 | 407.48 | 407.48 | 273.73 | 0
2024-12-08 18:00 | 45634.75 | 231.2 | 231.2 | 108.8 | 0
2024-12-08 19:00 | 45634.7917 | 61.48 | 61.48 | 3.84 | 52.22
2024-12-08 20:00 | 45634.8333 | 1.54 | 1.54 | 0 | 108.03
2024-12-08 21:00 | 45634.875 | 0 | 0 | 0 | 109.06
2024-12-08 22:00 | 45634.9167 | 0 | 0 | 0 | 107.52
2024-12-08 23:00 | 45634.9583 | 0 | 0 | 0 | 105.98
08/13/2024 00:00:00 | 08/13/2024 00:00:00 | 0 | 0 | 0 | 104.45
08/13/2024 01:00:00 | 08/13/2024 01:00:00 | 0 | 0 | 0 | 103.43
08/13/2024 02:00:00 | 08/13/2024 02:00:00 | 0 | 0 | 0 | 103.42
08/13/2024 03:00:00 | 08/13/2024 03:00:00 | 0 | 0 | 0 | 103.42
08/13/2024 04:00:00 | 08/13/2024 04:00:00 | 0 | 0 | 0 | 104.45
08/13/2024 05:00:00 | 08/13/2024 05:00:00 | 0.02 | 0.02 | 0 | 102.4
08/13/2024 06:00:00 | 08/13/2024 06:00:00 | 29.53 | 29.53 | 0 | 73.22
08/13/2024 07:00:00 | 08/13/2024 07:00:00 | 149.44 | 149.44 | 84.41 | 3.07
08/13/2024 08:00:00 | 08/13/2024 08:00:00 | 306.82 | 306.82 | 238.4 | 0
08/13/2024 09:00:00 | 08/13/2024 09:00:00 | 457.57 | 457.57 | 366.79 | 0
08/13/2024 10:00:00 | 08/13/2024 10:00:00 | 590.98 | 590.98 | 485.69 | 0
08/13/2024 11:00:00 | 08/13/2024 11:00:00 | 696.9 | 696.9 | 582.85 | 0
08/13/2024 12:00:00 | 08/13/2024 12:00:00 | 782.02 | 782.02 | 661.12 | 0
08/13/2024 13:00:00 | 08/13/2024 13:00:00 | 801.75 | 801.75 | 681.28 | 0
08/13/2024 14:00:00 | 08/13/2024 14:00:00 | 765.43 | 765.43 | 645.25 | 0
08/13/2024 15:00:00 | 08/13/2024 15:00:00 | 681.28 | 681.28 | 568.58 | 0
08/13/2024 16:00:00 | 08/13/2024 16:00:00 | 558.17 | 558.17 | 453.5 | 0
08/13/2024 17:00:00 | 08/13/2024 17:00:00 | 390.26 | 390.26 | 297.79 | 0
08/13/2024 18:00:00 | 08/13/2024 18:00:00 | 217.04 | 217.04 | 136.64 | 0
08/13/2024 19:00:00 | 08/13/2024 19:00:00 | 68.45 | 68.45 | 12.87 | 16.38
08/13/2024 20:00:00 | 08/13/2024 20:00:00 | 2.07 | 2.07 | 0 | 69.12
08/13/2024 21:00:00 | 08/13/2024 21:00:00 | 0 | 0 | 0 | 72.71
08/13/2024 22:00:00 | 08/13/2024 22:00:00 | 0 | 0 | 0 | 71.17
08/13/2024 23:00:00 | 08/13/2024 23:00:00 | 0 | 0 | 0 | 68.6
08/14/2024 00:00:00 | 08/14/2024 00:00:00 | 0 | 0 | 0 | 68.61
08/14/2024 01:00:00 | 08/14/2024 01:00:00 | 0 | 0 | 0 | 67.07
08/14/2024 02:00:00 | 08/14/2024 02:00:00 | 0 | 0 | 0 | 66.05
08/14/2024 03:00:00 | 08/14/2024 03:00:00 | 0 | 0 | 0 | 67.07
08/14/2024 04:00:00 | 08/14/2024 04:00:00 | 0 | 0 | 0 | 68.1
08/14/2024 05:00:00 | 08/14/2024 05:00:00 | 0.06 | 0.06 | 0 | 65.02
08/14/2024 06:00:00 | 08/14/2024 06:00:00 | 28.82 | 28.82 | 1.6 | 35.84
08/14/2024 07:00:00 | 08/14/2024 07:00:00 | 150.65 | 150.65 | 82.3 | 0
08/14/2024 08:00:00 | 08/14/2024 08:00:00 | 308.1 | 308.1 | 227.84 | 0
08/14/2024 09:00:00 | 08/14/2024 09:00:00 | 471.07 | 471.07 | 376.38 | 0
08/14/2024 10:00:00 | 08/14/2024 10:00:00 | 608.81 | 608.81 | 503.75 | 0
08/14/2024 11:00:00 | 08/14/2024 11:00:00 | 710.75 | 710.75 | 598.46 | 0
08/14/2024 12:00:00 | 08/14/2024 12:00:00 | 770.17 | 770.17 | 652.55 | 0
08/14/2024 13:00:00 | 08/14/2024 13:00:00 | 788.23 | 788.23 | 669.69 | 0
08/14/2024 14:00:00 | 08/14/2024 14:00:00 | 755.88 | 755.88 | 637.83 | 0
08/14/2024 15:00:00 | 08/14/2024 15:00:00 | 589.43 | 589.43 | 482.68 | 0
08/14/2024 16:00:00 | 08/14/2024 16:00:00 | 255.98 | 255.98 | 171.97 | 0
08/14/2024 17:00:00 | 08/14/2024 17:00:00 | 397.51 | 397.51 | 304.9 | 0
08/14/2024 18:00:00 | 08/14/2024 18:00:00 | 137.92 | 137.92 | 72.13 | 7.68
08/14/2024 19:00:00 | 08/14/2024 19:00:00 | 34.15 | 34.15 | 3.71 | 36.36
08/14/2024 20:00:00 | 08/14/2024 20:00:00 | 0.73 | 0.73 | 0 | 68.09
08/14/2024 21:00:00 | 08/14/2024 21:00:00 | 0 | 0 | 0 | 69.63
08/14/2024 22:00:00 | 08/14/2024 22:00:00 | 0 | 0 | 0 | 68.61
08/14/2024 23:00:00 | 08/14/2024 23:00:00 | 0 | 0 | 0 | 68.61
08/15/2024 00:00:00 | 08/15/2024 00:00:00 | 0 | 0 | 0 | 67.07
08/15/2024 01:00:00 | 08/15/2024 01:00:00 | 0 | 0 | 0 | 66.05
08/15/2024 02:00:00 | 08/15/2024 02:00:00 | 0 | 0 | 0 | 66.56
08/15/2024 03:00:00 | 08/15/2024 03:00:00 | 0 | 0 | 0 | 66.56
08/15/2024 04:00:00 | 08/15/2024 04:00:00 | 0 | 0 | 0 | 68.1
08/15/2024 05:00:00 | 08/15/2024 05:00:00 | 0 | 0 | 0 | 65.02
08/15/2024 06:00:00 | 08/15/2024 06:00:00 | 22.88 | 22.88 | 0.25 | 40.96
08/15/2024 07:00:00 | 08/15/2024 07:00:00 | 130.51 | 130.51 | 63.36 | 0.51
08/15/2024 08:00:00 | 08/15/2024 08:00:00 | 239.64 | 239.64 | 164.87 | 0
08/15/2024 09:00:00 | 08/15/2024 09:00:00 | 451.74 | 451.74 | 361.28 | 0
08/15/2024 10:00:00 | 08/15/2024 10:00:00 | 604.27 | 604.27 | 502.59 | 0
08/15/2024 11:00:00 | 08/15/2024 11:00:00 | 727.01 | 727.01 | 615.49 | 0
08/15/2024 12:00:00 | 08/15/2024 12:00:00 | 783.47 | 783.47 | 668.09 | 0
08/15/2024 13:00:00 | 08/15/2024 13:00:00 | 803.64 | 803.64 | 687.81 | 0
08/15/2024 14:00:00 | 08/15/2024 14:00:00 | 761.96 | 761.96 | 647.04 | 0
08/15/2024 15:00:00 | 08/15/2024 15:00:00 | 659.09 | 659.09 | 551.17 | 0
08/15/2024 16:00:00 | 08/15/2024 16:00:00 | 500.83 | 500.83 | 403.58 | 0
08/15/2024 17:00:00 | 08/15/2024 17:00:00 | 381.57 | 381.57 | 292.68 | 0
08/15/2024 18:00:00 | 08/15/2024 18:00:00 | 203.09 | 203.09 | 125.18 | 0
08/15/2024 19:00:00 | 08/15/2024 19:00:00 | 57.36 | 57.36 | 9.22 | 18.95
08/15/2024 20:00:00 | 08/15/2024 20:00:00 | 1.92 | 1.92 | 0 | 67.07
08/15/2024 21:00:00 | 08/15/2024 21:00:00 | 0 | 0 | 0 | 69.63
08/15/2024 22:00:00 | 08/15/2024 22:00:00 | 0 | 0 | 0 | 68.61
08/15/2024 23:00:00 | 08/15/2024 23:00:00 | 0 | 0 | 0 | 68.09
08/16/2024 00:00:00 | 08/16/2024 00:00:00 | 0 | 0 | 0 | 66.56
08/16/2024 01:00:00 | 08/16/2024 01:00:00 | 0 | 0 | 0 | 66.56
08/16/2024 02:00:00 | 08/16/2024 02:00:00 | 0 | 0 | 0 | 65.54
08/16/2024 03:00:00 | 08/16/2024 03:00:00 | 0 | 0 | 0 | 66.56
08/16/2024 04:00:00 | 08/16/2024 04:00:00 | 0 | 0 | 0 | 67.07
08/16/2024 05:00:00 | 08/16/2024 05:00:00 | 0 | 0 | 0 | 64
08/16/2024 06:00:00 | 08/16/2024 06:00:00 | 19.92 | 19.92 | 0 | 43.52
08/16/2024 07:00:00 | 08/16/2024 07:00:00 | 111.22 | 111.22 | 49.6 | 4.61
08/16/2024 08:00:00 | 08/16/2024 08:00:00 | 320.46 | 320.46 | 240.76 | 0
08/16/2024 09:00:00 | 08/16/2024 09:00:00 | 458.45 | 458.45 | 367.24 | 0
08/16/2024 10:00:00 | 08/16/2024 10:00:00 | 527 | 527 | 429.18 | 0
08/16/2024 11:00:00 | 08/16/2024 11:00:00 | 674.45 | 674.45 | 564.29 | 0
08/16/2024 12:00:00 | 08/16/2024 12:00:00 | 742.46 | 742.46 | 627.65 | 0
08/16/2024 13:00:00 | 08/16/2024 13:00:00 | 781.76 | 781.76 | 664.51 | 0
08/16/2024 14:00:00 | 08/16/2024 14:00:00 | 739.16 | 739.16 | 623.04 | 0
08/16/2024 15:00:00 | 08/16/2024 15:00:00 | 659.43 | 659.43 | 548.67 | 0
08/16/2024 16:00:00 | 08/16/2024 16:00:00 | 533.24 | 533.24 | 431.62 | 0
08/16/2024 17:00:00 | 08/16/2024 17:00:00 | 367.13 | 367.13 | 276.22 | 0
08/16/2024 18:00:00 | 08/16/2024 18:00:00 | 194.82 | 194.82 | 115.71 | 0
08/16/2024 19:00:00 | 08/16/2024 19:00:00 | 55.72 | 55.72 | 7.17 | 22.53
08/16/2024 20:00:00 | 08/16/2024 20:00:00 | 1.28 | 1.28 | 0 | 68.61
08/16/2024 21:00:00 | 08/16/2024 21:00:00 | 0 | 0 | 0 | 70.65
08/16/2024 22:00:00 | 08/16/2024 22:00:00 | 0 | 0 | 0 | 70.66
08/16/2024 23:00:00 | 08/16/2024 23:00:00 | 0 | 0 | 0 | 68.61
08/17/2024 00:00:00 | 08/17/2024 00:00:00 | 0 | 0 | 0 | 69.63
08/17/2024 01:00:00 | 08/17/2024 01:00:00 | 0 | 0 | 0 | 67.07
08/17/2024 02:00:00 | 08/17/2024 02:00:00 | 0 | 0 | 0 | 67.07
08/17/2024 03:00:00 | 08/17/2024 03:00:00 | 0 | 0 | 0 | 68.1
08/17/2024 04:00:00 | 08/17/2024 04:00:00 | 0 | 0 | 0 | 68.09
08/17/2024 05:00:00 | 08/17/2024 05:00:00 | 0 | 0 | 0 | 65.03
08/17/2024 06:00:00 | 08/17/2024 06:00:00 | 19.39 | 19.39 | 0 | 44.03
08/17/2024 07:00:00 | 08/17/2024 07:00:00 | 131.5 | 131.5 | 64.13 | 0.51
08/17/2024 08:00:00 | 08/17/2024 08:00:00 | 294.48 | 294.48 | 215.68 | 0
08/17/2024 09:00:00 | 08/17/2024 09:00:00 | 506.74 | 506.74 | 410.49 | 0
08/17/2024 10:00:00 | 08/17/2024 10:00:00 | 601.1 | 601.1 | 496.2 | 0
08/17/2024 11:00:00 | 08/17/2024 11:00:00 | 724.8 | 724.8 | 611.58 | 0
08/17/2024 12:00:00 | 08/17/2024 12:00:00 | 695.92 | 695.92 | 584.38 | 0
08/17/2024 13:00:00 | 08/17/2024 13:00:00 | 707.95 | 707.95 | 596.87 | 0
08/17/2024 14:00:00 | 08/17/2024 14:00:00 | 745.38 | 745.38 | 629.76 | 0
08/17/2024 15:00:00 | 08/17/2024 15:00:00 | 662.44 | 662.44 | 553.73 | 0
08/17/2024 16:00:00 | 08/17/2024 16:00:00 | 557.55 | 557.55 | 456.64 | 0
08/17/2024 17:00:00 | 08/17/2024 17:00:00 | 400.66 | 400.66 | 308.48 | 0
08/17/2024 18:00:00 | 08/17/2024 18:00:00 | 229.12 | 229.12 | 148.48 | 0
08/17/2024 19:00:00 | 08/17/2024 19:00:00 | 66.2 | 66.2 | 14.4 | 17.92
08/17/2024 20:00:00 | 08/17/2024 20:00:00 | 1.39 | 1.39 | 0 | 69.63
08/17/2024 21:00:00 | 08/17/2024 21:00:00 | 0 | 0 | 0 | 70.15
08/17/2024 22:00:00 | 08/17/2024 22:00:00 | 0 | 0 | 0 | 70.14
08/17/2024 23:00:00 | 08/17/2024 23:00:00 | 0 | 0 | 0 | 69.12
08/18/2024 00:00:00 | 08/18/2024 00:00:00 | 0 | 0 | 0 | 69.12
08/18/2024 01:00:00 | 08/18/2024 01:00:00 | 0 | 0 | 0 | 67.59
08/18/2024 02:00:00 | 08/18/2024 02:00:00 | 0 | 0 | 0 | 66.56
08/18/2024 03:00:00 | 08/18/2024 03:00:00 | 0 | 0 | 0 | 67.07
08/18/2024 04:00:00 | 08/18/2024 04:00:00 | 0 | 0 | 0 | 71.17
08/18/2024 05:00:00 | 08/18/2024 05:00:00 | 0 | 0 | 0 | 65.53
08/18/2024 06:00:00 | 08/18/2024 06:00:00 | 26.94 | 26.94 | 1.79 | 38.91
08/18/2024 07:00:00 | 08/18/2024 07:00:00 | 114.91 | 114.91 | 48.64 | 0.52
08/18/2024 08:00:00 | 08/18/2024 08:00:00 | 181.19 | 181.19 | 109.82 | 0
08/18/2024 09:00:00 | 08/18/2024 09:00:00 | 377.61 | 377.61 | 292.87 | 0
08/18/2024 10:00:00 | 08/18/2024 10:00:00 | 387.49 | 387.49 | 298.68 | 0
08/18/2024 11:00:00 | 08/18/2024 11:00:00 | 648.46 | 648.46 | 542.66 | 0
08/18/2024 12:00:00 | 08/18/2024 12:00:00 | 402.55 | 402.55 | 312.83 | 0
08/18/2024 13:00:00 | 08/18/2024 13:00:00 | 626.38 | 626.38 | 522.5 | 0
08/18/2024 14:00:00 | 08/18/2024 14:00:00 | 825.29 | 825.29 | 708.61 | 0
08/18/2024 15:00:00 | 08/18/2024 15:00:00 | 613.24 | 613.24 | 509.69 | 0
08/18/2024 16:00:00 | 08/18/2024 16:00:00 | 543.79 | 543.79 | 446.15 | 0
08/18/2024 17:00:00 | 08/18/2024 17:00:00 | 282.8 | 282.8 | 203.45 | 0
08/18/2024 18:00:00 | 08/18/2024 18:00:00 | 158.57 | 158.57 | 88.07 | 0.51
08/18/2024 19:00:00 | 08/18/2024 19:00:00 | 50.06 | 50.06 | 5.88 | 19.97
08/18/2024 20:00:00 | 08/18/2024 20:00:00 | 0.56 | 0.56 | 0 | 65.02
08/18/2024 21:00:00 | 08/18/2024 21:00:00 | 0 | 0 | 0 | 66.05
08/18/2024 22:00:00 | 08/18/2024 22:00:00 | 0 | 0 | 0 | 66.05
08/18/2024 23:00:00 | 08/18/2024 23:00:00 | 0 | 0 | 0 | 65.53
08/19/2024 00:00:00 | 08/19/2024 00:00:00 | 0 | 0 | 0 | 65.54
08/19/2024 01:00:00 | 08/19/2024 01:00:00 | 0 | 0 | 0 | 65.53
08/19/2024 02:00:00 | 08/19/2024 02:00:00 | 0 | 0 | 0 | 64.52
08/19/2024 03:00:00 | 08/19/2024 03:00:00 | 0 | 0 | 0 | 65.53
08/19/2024 04:00:00 | 08/19/2024 04:00:00 | 0 | 0 | 0 | 64
08/19/2024 05:00:00 | 08/19/2024 05:00:00 | 0 | 0 | 0 | 64
08/19/2024 06:00:00 | 08/19/2024 06:00:00 | 7.91 | 7.91 | 0 | 54.79
08/19/2024 07:00:00 | 08/19/2024 07:00:00 | 27.2 | 27.2 | 1.41 | 30.2
08/19/2024 08:00:00 | 08/19/2024 08:00:00 | 51.14 | 51.14 | 4.35 | 4.1
08/19/2024 09:00:00 | 08/19/2024 09:00:00 | 99.31 | 99.31 | 44.1 | 0
08/19/2024 10:00:00 | 08/19/2024 10:00:00 | 94 | 94 | 38.91 | 0.51
08/19/2024 11:00:00 | 08/19/2024 11:00:00 | 54.5 | 54.5 | 7.49 | 6.66
08/19/2024 12:00:00 | 08/19/2024 12:00:00 | 112.14 | 112.14 | 56.96 | 2.56
08/19/2024 13:00:00 | 08/19/2024 13:00:00 | 155.82 | 155.82 | 95.62 | 0
08/19/2024 14:00:00 | 08/19/2024 14:00:00 | 142.33 | 142.33 | 70.72 | 0
08/19/2024 15:00:00 | 08/19/2024 15:00:00 | 266.53 | 266.53 | 186.36 | 0
08/19/2024 16:00:00 | 08/19/2024 16:00:00 | 195.63 | 195.63 | 118.6 | 0
08/19/2024 17:00:00 | 08/19/2024 17:00:00 | 166.97 | 166.97 | 92.6 | 0
08/19/2024 18:00:00 | 08/19/2024 18:00:00 | 160.73 | 160.73 | 86.66 | 0
08/19/2024 19:00:00 | 08/19/2024 19:00:00 | 26.38 | 26.38 | 0.13 | 38.91
08/19/2024 20:00:00 | 08/19/2024 20:00:00 | 0.18 | 0.18 | 0 | 66.56
08/19/2024 21:00:00 | 08/19/2024 21:00:00 | 0 | 0 | 0 | 66.56
08/19/2024 22:00:00 | 08/19/2024 22:00:00 | 0 | 0 | 0 | 67.07
08/19/2024 23:00:00 | 08/19/2024 23:00:00 | 0 | 0 | 0 | 65.54
08/20/2024 00:00:00 | 08/20/2024 00:00:00 | 0 | 0 | 0 | 64.51
08/20/2024 01:00:00 | 08/20/2024 01:00:00 | 0 | 0 | 0 | 64
08/20/2024 02:00:00 | 08/20/2024 02:00:00 | 0 | 0 | 0 | 63.49
08/20/2024 03:00:00 | 08/20/2024 03:00:00 | 0 | 0 | 0 | 64
08/20/2024 04:00:00 | 08/20/2024 04:00:00 | 0 | 0 | 0 | 63.49
08/20/2024 05:00:00 | 08/20/2024 05:00:00 | 0 | 0 | 0 | 62.97
08/20/2024 06:00:00 | 08/20/2024 06:00:00 | 1.2 | 1.2 | 0 | 61.44
08/20/2024 07:00:00 | 08/20/2024 07:00:00 | 7.81 | 7.81 | 0 | 52.74
08/20/2024 08:00:00 | 08/20/2024 08:00:00 | 39.75 | 39.75 | 1.66 | 26.11
08/20/2024 09:00:00 | 08/20/2024 09:00:00 | 63.95 | 63.95 | 5.19 | 6.14
08/20/2024 10:00:00 | 08/20/2024 10:00:00 | 346.6 | 346.6 | 261.31 | 0.52
08/20/2024 11:00:00 | 08/20/2024 11:00:00 | 776.33 | 776.33 | 661.57 | 0
08/20/2024 12:00:00 | 08/20/2024 12:00:00 | 699.35 | 699.35 | 590.78 | 0
08/20/2024 13:00:00 | 08/20/2024 13:00:00 | 467.47 | 467.47 | 373.18 | 0
08/20/2024 14:00:00 | 08/20/2024 14:00:00 | 719.07 | 719.07 | 606.98 | 0
08/20/2024 15:00:00 | 08/20/2024 15:00:00 | 656.58 | 656.58 | 549.63 | 0
08/20/2024 16:00:00 | 08/20/2024 16:00:00 | 525.31 | 525.31 | 426.11 | 0
08/20/2024 17:00:00 | 08/20/2024 17:00:00 | 357.35 | 357.35 | 269.19 | 0
08/20/2024 18:00:00 | 08/20/2024 18:00:00 | 184.08 | 184.08 | 107.97 | 0
08/20/2024 19:00:00 | 08/20/2024 19:00:00 | 42.93 | 42.93 | 3.96 | 29.18
08/20/2024 20:00:00 | 08/20/2024 20:00:00 | 0.44 | 0.44 | 0 | 70.66
08/20/2024 21:00:00 | 08/20/2024 21:00:00 | 0 | 0 | 0 | 70.65
08/20/2024 22:00:00 | 08/20/2024 22:00:00 | 0 | 0 | 0 | 65.54
08/20/2024 23:00:00 | 08/20/2024 23:00:00 | 0 | 0 | 0 | 64.51
08/21/2024 00:00:00 | 08/21/2024 00:00:00 | 0 | 0 | 0 | 64
08/21/2024 01:00:00 | 08/21/2024 01:00:00 | 0 | 0 | 0 | 64
08/21/2024 02:00:00 | 08/21/2024 02:00:00 | 0 | 0 | 0 | 64
08/21/2024 03:00:00 | 08/21/2024 03:00:00 | 0 | 0 | 0 | 64
08/21/2024 04:00:00 | 08/21/2024 04:00:00 | 0 | 0 | 0 | 63.49
08/21/2024 05:00:00 | 08/21/2024 05:00:00 | 0 | 0 | 0 | 63.49
08/21/2024 06:00:00 | 08/21/2024 06:00:00 | 19.36 | 19.36 | 0.07 | 41.98
08/21/2024 07:00:00 | 08/21/2024 07:00:00 | 137.53 | 137.53 | 71.81 | 0.51
08/21/2024 08:00:00 | 08/21/2024 08:00:00 | 297.95 | 297.95 | 217.21 | 0
08/21/2024 09:00:00 | 08/21/2024 09:00:00 | 494.23 | 494.23 | 394.31 | 0
08/21/2024 10:00:00 | 08/21/2024 10:00:00 | 681.13 | 681.13 | 564.54 | 0
08/21/2024 11:00:00 | 08/21/2024 11:00:00 | 451.5 | 451.5 | 357.95 | 0
08/21/2024 12:00:00 | 08/21/2024 12:00:00 | 611.71 | 611.71 | 506.95 | 0
08/21/2024 13:00:00 | 08/21/2024 13:00:00 | 743.73 | 743.73 | 628.8 | 0
08/21/2024 14:00:00 | 08/21/2024 14:00:00 | 589.96 | 589.96 | 486.01 | 0
08/21/2024 15:00:00 | 08/21/2024 15:00:00 | 578.31 | 578.31 | 475.33 | 0
08/21/2024 16:00:00 | 08/21/2024 16:00:00 | 424.12 | 424.12 | 333.57 | 0
08/21/2024 17:00:00 | 08/21/2024 17:00:00 | 305.27 | 305.27 | 222.08 | 0
08/21/2024 18:00:00 | 08/21/2024 18:00:00 | 87.66 | 87.66 | 27.65 | 7.68
08/21/2024 19:00:00 | 08/21/2024 19:00:00 | 26.42 | 26.42 | 0 | 37.38
08/21/2024 20:00:00 | 08/21/2024 20:00:00 | 0.18 | 0.18 | 0 | 66.56
08/21/2024 21:00:00 | 08/21/2024 21:00:00 | 0 | 0 | 0 | 66.56
08/21/2024 22:00:00 | 08/21/2024 22:00:00 | 0 | 0 | 0 | 64.51
08/21/2024 23:00:00 | 08/21/2024 23:00:00 | 0 | 0 | 0 | 64
08/22/2024 00:00:00 | 08/22/2024 00:00:00 | 0 | 0 | 0 | 64
08/22/2024 01:00:00 | 08/22/2024 01:00:00 | 0 | 0 | 0 | 64.51
08/22/2024 02:00:00 | 08/22/2024 02:00:00 | 0 | 0 | 0 | 64.51
08/22/2024 03:00:00 | 08/22/2024 03:00:00 | 0 | 0 | 0 | 64.52
08/22/2024 04:00:00 | 08/22/2024 04:00:00 | 0 | 0 | 0 | 63.48
08/22/2024 05:00:00 | 08/22/2024 05:00:00 | 0 | 0 | 0 | 64
08/22/2024 06:00:00 | 08/22/2024 06:00:00 | 11.49 | 11.49 | 0 | 50.69
08/22/2024 07:00:00 | 08/22/2024 07:00:00 | 147.51 | 147.51 | 82.24 | 1.54
08/22/2024 08:00:00 | 08/22/2024 08:00:00 | 316.16 | 316.16 | 237.63 | 0
08/22/2024 09:00:00 | 08/22/2024 09:00:00 | 350.63 | 350.63 | 269.5 | 0
08/22/2024 10:00:00 | 08/22/2024 10:00:00 | 413.65 | 413.65 | 325.44 | 0
08/22/2024 11:00:00 | 08/22/2024 11:00:00 | 497.43 | 497.43 | 404.29 | 0
08/22/2024 12:00:00 | 08/22/2024 12:00:00 | 758 | 758 | 644.48 | 0
08/22/2024 13:00:00 | 08/22/2024 13:00:00 | 795.73 | 795.73 | 680.9 | 0
08/22/2024 14:00:00 | 08/22/2024 14:00:00 | 735.91 | 735.91 | 622.59 | 0
08/22/2024 15:00:00 | 08/22/2024 15:00:00 | 631.51 | 631.51 | 526.33 | 0
08/22/2024 16:00:00 | 08/22/2024 16:00:00 | 481.9 | 481.9 | 387.01 | 0
08/22/2024 17:00:00 | 08/22/2024 17:00:00 | 305.23 | 305.23 | 222.02 | 0
08/22/2024 18:00:00 | 08/22/2024 18:00:00 | 173.69 | 173.69 | 99.97 | 0
08/22/2024 19:00:00 | 08/22/2024 19:00:00 | 46.81 | 46.81 | 5.63 | 23.55
08/22/2024 20:00:00 | 08/22/2024 20:00:00 | 0.55 | 0.55 | 0 | 65.54
08/22/2024 21:00:00 | 08/22/2024 21:00:00 | 0 | 0 | 0 | 65.53
08/22/2024 22:00:00 | 08/22/2024 22:00:00 | 0 | 0 | 0 | 65.03
08/22/2024 23:00:00 | 08/22/2024 23:00:00 | 0 | 0 | 0 | 64
08/23/2024 00:00:00 | 08/23/2024 00:00:00 | 0 | 0 | 0 | 63.48
08/23/2024 01:00:00 | 08/23/2024 01:00:00 | 0 | 0 | 0 | 64
08/23/2024 02:00:00 | 08/23/2024 02:00:00 | 0 | 0 | 0 | 64
08/23/2024 03:00:00 | 08/23/2024 03:00:00 | 0 | 0 | 0 | 64
08/23/2024 04:00:00 | 08/23/2024 04:00:00 | 0 | 0 | 0 | 63.49
08/23/2024 05:00:00 | 08/23/2024 05:00:00 | 0 | 0 | 0 | 63.49
08/23/2024 06:00:00 | 08/23/2024 06:00:00 | 20.74 | 20.74 | 0.45 | 40.45
08/23/2024 07:00:00 | 08/23/2024 07:00:00 | 136.44 | 136.44 | 70.97 | 0.51
08/23/2024 08:00:00 | 08/23/2024 08:00:00 | 288.59 | 288.59 | 212.03 | 0
08/23/2024 09:00:00 | 08/23/2024 09:00:00 | 448.46 | 448.46 | 360.2 | 0
08/23/2024 10:00:00 | 08/23/2024 10:00:00 | 591.6 | 591.6 | 491.84 | 0
08/23/2024 11:00:00 | 08/23/2024 11:00:00 | 702.06 | 702.06 | 594.11 | 0
08/23/2024 12:00:00 | 08/23/2024 12:00:00 | 763.33 | 763.33 | 649.6 | 0
08/23/2024 13:00:00 | 08/23/2024 13:00:00 | 779.12 | 779.12 | 665.02 | 0
08/23/2024 14:00:00 | 08/23/2024 14:00:00 | 732.4 | 732.4 | 619.01 | 0
08/23/2024 15:00:00 | 08/23/2024 15:00:00 | 645.37 | 645.37 | 538.18 | 0
08/23/2024 16:00:00 | 08/23/2024 16:00:00 | 511.56 | 511.56 | 412.67 | 0
08/23/2024 17:00:00 | 08/23/2024 17:00:00 | 339.81 | 339.81 | 253.37 | 0
08/23/2024 18:00:00 | 08/23/2024 18:00:00 | 169.07 | 169.07 | 93.25 | 0
08/23/2024 19:00:00 | 08/23/2024 19:00:00 | 36.24 | 36.24 | 2.43 | 32.26
08/23/2024 20:00:00 | 08/23/2024 20:00:00 | 0.23 | 0.23 | 0 | 68.09
08/23/2024 21:00:00 | 08/23/2024 21:00:00 | 0 | 0 | 0 | 69.63
08/23/2024 22:00:00 | 08/23/2024 22:00:00 | 0 | 0 | 0 | 68.1
08/23/2024 23:00:00 | 08/23/2024 23:00:00 | 0 | 0 | 0 | 67.07
08/24/2024 00:00:00 | 08/24/2024 00:00:00 | 0 | 0 | 0 | 64.51
08/24/2024 01:00:00 | 08/24/2024 01:00:00 | 0 | 0 | 0 | 64.52
08/24/2024 02:00:00 | 08/24/2024 02:00:00 | 0 | 0 | 0 | 64.51
08/24/2024 03:00:00 | 08/24/2024 03:00:00 | 0 | 0 | 0 | 65.53
08/24/2024 04:00:00 | 08/24/2024 04:00:00 | 0 | 0 | 0 | 65.03
08/24/2024 05:00:00 | 08/24/2024 05:00:00 | 0 | 0 | 0 | 64
08/24/2024 06:00:00 | 08/24/2024 06:00:00 | 15.8 | 15.8 | 0 | 46.08
08/24/2024 07:00:00 | 08/24/2024 07:00:00 | 116.54 | 116.54 | 52.1 | 1.53
08/24/2024 08:00:00 | 08/24/2024 08:00:00 | 270.17 | 270.17 | 195.26 | 0
08/24/2024 09:00:00 | 08/24/2024 09:00:00 | 437.49 | 437.49 | 351.11 | 0
08/24/2024 10:00:00 | 08/24/2024 10:00:00 | 585.65 | 585.65 | 487.81 | 0
08/24/2024 11:00:00 | 08/24/2024 11:00:00 | 693.66 | 693.66 | 587.45 | 0
08/24/2024 12:00:00 | 08/24/2024 12:00:00 | 756.08 | 756.08 | 642.95 | 0
08/24/2024 13:00:00 | 08/24/2024 13:00:00 | 774.56 | 774.56 | 661.69 | 0
08/24/2024 14:00:00 | 08/24/2024 14:00:00 | 727.51 | 727.51 | 617.47 | 0
08/24/2024 15:00:00 | 08/24/2024 15:00:00 | 638.67 | 638.67 | 532.04 | 0
08/24/2024 16:00:00 | 08/24/2024 16:00:00 | 510.79 | 510.79 | 414.65 | 0
08/24/2024 17:00:00 | 08/24/2024 17:00:00 | 342.99 | 342.99 | 257.54 | 0
08/24/2024 18:00:00 | 08/24/2024 18:00:00 | 172.54 | 172.54 | 97.21 | 0
08/24/2024 19:00:00 | 08/24/2024 19:00:00 | 36.98 | 36.98 | 2.37 | 32.26
08/24/2024 20:00:00 | 08/24/2024 20:00:00 | 0.14 | 0.14 | 0 | 68.1
08/24/2024 21:00:00 | 08/24/2024 21:00:00 | 0 | 0 | 0 | 69.63
08/24/2024 22:00:00 | 08/24/2024 22:00:00 | 0 | 0 | 0 | 69.12
08/24/2024 23:00:00 | 08/24/2024 23:00:00 | 0 | 0 | 0 | 68.61
08/25/2024 00:00:00 | 08/25/2024 00:00:00 | 0 | 0 | 0 | 66.04
08/25/2024 01:00:00 | 08/25/2024 01:00:00 | 0 | 0 | 0 | 64.52
08/25/2024 02:00:00 | 08/25/2024 02:00:00 | 0 | 0 | 0 | 65.02
08/25/2024 03:00:00 | 08/25/2024 03:00:00 | 0 | 0 | 0 | 65.02
08/25/2024 04:00:00 | 08/25/2024 04:00:00 | 0 | 0 | 0 | 64.52
08/25/2024 05:00:00 | 08/25/2024 05:00:00 | 0 | 0 | 0 | 64
08/25/2024 06:00:00 | 08/25/2024 06:00:00 | 13.83 | 13.83 | 0.07 | 48.12
08/25/2024 07:00:00 | 08/25/2024 07:00:00 | 127.86 | 127.86 | 62.65 | 0.52
08/25/2024 08:00:00 | 08/25/2024 08:00:00 | 281.16 | 281.16 | 204.42 | 0
08/25/2024 09:00:00 | 08/25/2024 09:00:00 | 445.09 | 445.09 | 356.8 | 0
08/25/2024 10:00:00 | 08/25/2024 10:00:00 | 590.11 | 590.11 | 490.62 | 0
08/25/2024 11:00:00 | 08/25/2024 11:00:00 | 700.44 | 700.44 | 589.95 | 0
08/25/2024 12:00:00 | 08/25/2024 12:00:00 | 757.78 | 757.78 | 643.52 | 0
08/25/2024 13:00:00 | 08/25/2024 13:00:00 | 768.52 | 768.52 | 654.79 | 0
08/25/2024 14:00:00 | 08/25/2024 14:00:00 | 726.02 | 726.02 | 613.44 | 0
08/25/2024 15:00:00 | 08/25/2024 15:00:00 | 634.61 | 634.61 | 528.89 | 0
08/25/2024 16:00:00 | 08/25/2024 16:00:00 | 500.07 | 500.07 | 404.61 | 0
08/25/2024 17:00:00 | 08/25/2024 17:00:00 | 331.8 | 331.8 | 247.04 | 0
08/25/2024 18:00:00 | 08/25/2024 18:00:00 | 160.97 | 160.97 | 87.55 | 0
08/25/2024 19:00:00 | 08/25/2024 19:00:00 | 36.33 | 36.33 | 4.42 | 32.76
08/25/2024 20:00:00 | 08/25/2024 20:00:00 | 0.02 | 0.02 | 0 | 66.56
08/25/2024 21:00:00 | 08/25/2024 21:00:00 | 0 | 0 | 0 | 67.08
08/25/2024 22:00:00 | 08/25/2024 22:00:00 | 0 | 0 | 0 | 66.04
08/25/2024 23:00:00 | 08/25/2024 23:00:00 | 0 | 0 | 0 | 67.08
08/26/2024 00:00:00 | 08/26/2024 00:00:00 | 0 | 0 | 0 | 65.53
08/26/2024 01:00:00 | 08/26/2024 01:00:00 | 0 | 0 | 0 | 64.51
08/26/2024 02:00:00 | 08/26/2024 02:00:00 | 0 | 0 | 0 | 65.03
08/26/2024 03:00:00 | 08/26/2024 03:00:00 | 0 | 0 | 0 | 66.05
08/26/2024 04:00:00 | 08/26/2024 04:00:00 | 0 | 0 | 0 | 64.51
08/26/2024 05:00:00 | 08/26/2024 05:00:00 | 0 | 0 | 0 | 65.02
08/26/2024 06:00:00 | 08/26/2024 06:00:00 | 17.03 | 17.03 | 0.26 | 45.57
08/26/2024 07:00:00 | 08/26/2024 07:00:00 | 129.24 | 129.24 | 46.59 | 2.05
08/26/2024 08:00:00 | 08/26/2024 08:00:00 | 293.18 | 293.18 | 192.13 | 0
08/26/2024 09:00:00 | 08/26/2024 09:00:00 | 414.66 | 414.66 | 303.1 | 0
08/26/2024 10:00:00 | 08/26/2024 10:00:00 | 547.26 | 547.26 | 422.21 | 0
08/26/2024 11:00:00 | 08/26/2024 11:00:00 | 581.31 | 581.31 | 454.59 | 0
08/26/2024 12:00:00 | 08/26/2024 12:00:00 | 752.63 | 752.63 | 616 | 0
08/26/2024 13:00:00 | 08/26/2024 13:00:00 | 645.03 | 645.03 | 511.23 | 0
08/26/2024 14:00:00 | 08/26/2024 14:00:00 | 653.33 | 653.33 | 368.77 | 0
08/26/2024 15:00:00 | 08/26/2024 15:00:00 | 528.05 | 528.05 | 406.08 | 0
08/26/2024 16:00:00 | 08/26/2024 16:00:00 | 399.34 | 399.34 | 283.9 | 0
08/26/2024 17:00:00 | 08/26/2024 17:00:00 | 226.67 | 226.67 | 134.08 | 0
08/26/2024 18:00:00 | 08/26/2024 18:00:00 | 123.1 | 123.1 | 41.16 | 2.05
08/26/2024 19:00:00 | 08/26/2024 19:00:00 | 28.52 | 28.52 | 0 | 50.17
08/26/2024 20:00:00 | 08/26/2024 20:00:00 | 0.04 | 0.04 | 0 | 78.85
08/26/2024 21:00:00 | 08/26/2024 21:00:00 | 0 | 0 | 0 | 78.34
08/26/2024 22:00:00 | 08/26/2024 22:00:00 | 0 | 0 | 0 | 77.82
08/26/2024 23:00:00 | 08/26/2024 23:00:00 | 0 | 0 | 0 | 77.31
08/27/2024 00:00:00 | 08/27/2024 00:00:00 | 0 | 0 | 0 | 76.29
08/27/2024 01:00:00 | 08/27/2024 01:00:00 | 0 | 0 | 0 | 74.75
08/27/2024 02:00:00 | 08/27/2024 02:00:00 | 0 | 0 | 0 | 74.75
08/27/2024 03:00:00 | 08/27/2024 03:00:00 | 0 | 0 | 0 | 74.76
08/27/2024 04:00:00 | 08/27/2024 04:00:00 | 0 | 0 | 0 | 74.75
08/27/2024 05:00:00 | 08/27/2024 05:00:00 | 0 | 0 | 0 | 71.68
08/27/2024 06:00:00 | 08/27/2024 06:00:00 | 7.06 | 7.06 | 0 | 63.49
08/27/2024 07:00:00 | 08/27/2024 07:00:00 | 49.17 | 49.17 | 0 | 47.1
08/27/2024 08:00:00 | 08/27/2024 08:00:00 | 143.99 | 143.99 | 20.67 | 12.8
08/27/2024 09:00:00 | 08/27/2024 09:00:00 | 246.89 | 246.89 | 87.61 | 2.56
08/27/2024 10:00:00 | 08/27/2024 10:00:00 | 436.67 | 436.67 | 273.28 | 0
08/27/2024 11:00:00 | 08/27/2024 11:00:00 | 694.61 | 694.61 | 498.88 | 0
08/27/2024 12:00:00 | 08/27/2024 12:00:00 | 705.05 | 705.05 | 557.38 | 0
08/27/2024 13:00:00 | 08/27/2024 13:00:00 | 786.4 | 786.4 | 604.35 | 0
08/27/2024 14:00:00 | 08/27/2024 14:00:00 | 713.27 | 713.27 | 519.75 | 0
08/27/2024 15:00:00 | 08/27/2024 15:00:00 | 648.19 | 648.19 | 478.01 | 0
08/27/2024 16:00:00 | 08/27/2024 16:00:00 | 489.52 | 489.52 | 375.81 | 0
08/27/2024 17:00:00 | 08/27/2024 17:00:00 | 281.02 | 281.02 | 189.95 | 0
08/27/2024 18:00:00 | 08/27/2024 18:00:00 | 82.96 | 82.96 | 12.93 | 3.07
08/27/2024 19:00:00 | 08/27/2024 19:00:00 | 25.54 | 25.54 | 0.13 | 47.11
08/27/2024 20:00:00 | 08/27/2024 20:00:00 | 0 | 0 | 0 | 71.68
08/27/2024 21:00:00 | 08/27/2024 21:00:00 | 0 | 0 | 0 | 71.68
08/27/2024 22:00:00 | 08/27/2024 22:00:00 | 0 | 0 | 0 | 71.68
08/27/2024 23:00:00 | 08/27/2024 23:00:00 | 0 | 0 | 0 | 68.6
08/28/2024 00:00:00 | 08/28/2024 00:00:00 | 0 | 0 | 0 | 68.1
08/28/2024 01:00:00 | 08/28/2024 01:00:00 | 0 | 0 | 0 | 67.58
08/28/2024 02:00:00 | 08/28/2024 02:00:00 | 0 | 0 | 0 | 67.08
08/28/2024 03:00:00 | 08/28/2024 03:00:00 | 0 | 0 | 0 | 68.09
08/28/2024 04:00:00 | 08/28/2024 04:00:00 | 0 | 0 | 0 | 68.61
08/28/2024 05:00:00 | 08/28/2024 05:00:00 | 0 | 0 | 0 | 67.58
08/28/2024 06:00:00 | 08/28/2024 06:00:00 | 13.74 | 13.74 | 0 | 50.18
08/28/2024 07:00:00 | 08/28/2024 07:00:00 | 114.36 | 114.36 | 32.32 | 7.17
08/28/2024 08:00:00 | 08/28/2024 08:00:00 | 267.28 | 267.28 | 165.63 | 0
08/28/2024 09:00:00 | 08/28/2024 09:00:00 | 430.41 | 430.41 | 297.22 | 0
08/28/2024 10:00:00 | 08/28/2024 10:00:00 | 575.46 | 575.46 | 412.86 | 0
08/28/2024 11:00:00 | 08/28/2024 11:00:00 | 683.64 | 683.64 | 486.02 | 0
08/28/2024 12:00:00 | 08/28/2024 12:00:00 | 740.61 | 740.61 | 573.12 | 0
08/28/2024 13:00:00 | 08/28/2024 13:00:00 | 741.65 | 741.65 | 547.71 | 0
08/28/2024 14:00:00 | 08/28/2024 14:00:00 | 708.24 | 708.24 | 496.77 | 0
08/28/2024 15:00:00 | 08/28/2024 15:00:00 | 616.34 | 616.34 | 386.43 | 0
08/28/2024 16:00:00 | 08/28/2024 16:00:00 | 509.58 | 509.58 | 342.65 | 0
08/28/2024 17:00:00 | 08/28/2024 17:00:00 | 372.81 | 372.81 | 274.56 | 0
08/28/2024 18:00:00 | 08/28/2024 18:00:00 | 223.89 | 223.89 | 137.28 | 0
08/28/2024 19:00:00 | 08/28/2024 19:00:00 | 43.58 | 43.58 | 6.21 | 38.91
08/28/2024 20:00:00 | 08/28/2024 20:00:00 | 0.01 | 0.01 | 0 | 75.78
08/28/2024 21:00:00 | 08/28/2024 21:00:00 | 0 | 0 | 0 | 76.28
08/28/2024 22:00:00 | 08/28/2024 22:00:00 | 0 | 0 | 0 | 75.27
08/28/2024 23:00:00 | 08/28/2024 23:00:00 | 0 | 0 | 0 | 72.7
08/29/2024 00:00:00 | 08/29/2024 00:00:00 | 0 | 0 | 0 | 72.19
08/29/2024 01:00:00 | 08/29/2024 01:00:00 | 0 | 0 | 0 | 71.68
08/29/2024 02:00:00 | 08/29/2024 02:00:00 | 0 | 0 | 0 | 71.17
08/29/2024 03:00:00 | 08/29/2024 03:00:00 | 0 | 0 | 0 | 72.19
08/29/2024 04:00:00 | 08/29/2024 04:00:00 | 0 | 0 | 0 | 72.71
08/29/2024 05:00:00 | 08/29/2024 05:00:00 | 0 | 0 | 0 | 70.65
08/29/2024 06:00:00 | 08/29/2024 06:00:00 | 11.25 | 11.25 | 0 | 57.86
08/29/2024 07:00:00 | 08/29/2024 07:00:00 | 116.48 | 116.48 | 10.37 | 28.16
08/29/2024 08:00:00 | 08/29/2024 08:00:00 | 267.01 | 267.01 | 99.33 | 0.51
08/29/2024 09:00:00 | 08/29/2024 09:00:00 | 425.38 | 425.38 | 240.06 | 0
08/29/2024 10:00:00 | 08/29/2024 10:00:00 | 569.65 | 569.65 | 386.37 | 0
08/29/2024 11:00:00 | 08/29/2024 11:00:00 | 676.77 | 676.77 | 472.51 | 0
08/29/2024 12:00:00 | 08/29/2024 12:00:00 | 735.46 | 735.46 | 588.93 | 0
08/29/2024 13:00:00 | 08/29/2024 13:00:00 | 750.94 | 750.94 | 520.58 | 0
08/29/2024 14:00:00 | 08/29/2024 14:00:00 | 711.64 | 711.64 | 500.92 | 0
08/29/2024 15:00:00 | 08/29/2024 15:00:00 | 640.08 | 640.08 | 516.04 | 0
08/29/2024 16:00:00 | 08/29/2024 16:00:00 | 502.5 | 502.5 | 391.1 | 0
08/29/2024 17:00:00 | 08/29/2024 17:00:00 | 328.67 | 328.67 | 231.04 | 0
08/29/2024 18:00:00 | 08/29/2024 18:00:00 | 170.83 | 170.83 | 89.54 | 0
08/29/2024 19:00:00 | 08/29/2024 19:00:00 | 26.66 | 26.66 | 1.28 | 45.57
08/29/2024 20:00:00 | 08/29/2024 20:00:00 | 0 | 0 | 0 | 73.22
08/29/2024 21:00:00 | 08/29/2024 21:00:00 | 0 | 0 | 0 | 72.7
08/29/2024 22:00:00 | 08/29/2024 22:00:00 | 0 | 0 | 0 | 71.17
08/29/2024 23:00:00 | 08/29/2024 23:00:00 | 0 | 0 | 0 | 67.58
08/30/2024 00:00:00 | 08/30/2024 00:00:00 | 0 | 0 | 0 | 67.07
08/30/2024 01:00:00 | 08/30/2024 01:00:00 | 0 | 0 | 0 | 67.08
08/30/2024 02:00:00 | 08/30/2024 02:00:00 | 0 | 0 | 0 | 66.56
08/30/2024 03:00:00 | 08/30/2024 03:00:00 | 0 | 0 | 0 | 68.09
08/30/2024 04:00:00 | 08/30/2024 04:00:00 | 0 | 0 | 0 | 67.59
08/30/2024 05:00:00 | 08/30/2024 05:00:00 | 0 | 0 | 0 | 66.56
08/30/2024 06:00:00 | 08/30/2024 06:00:00 | 10.82 | 10.82 | 0 | 54.27
08/30/2024 07:00:00 | 08/30/2024 07:00:00 | 110.14 | 110.14 | 33.15 | 7.17
08/30/2024 08:00:00 | 08/30/2024 08:00:00 | 258.56 | 258.56 | 156.93 | 0
08/30/2024 09:00:00 | 08/30/2024 09:00:00 | 417.63 | 417.63 | 226.36 | 0
08/30/2024 10:00:00 | 08/30/2024 10:00:00 | 552.51 | 552.51 | 329.09 | 0
08/30/2024 11:00:00 | 08/30/2024 11:00:00 | 659.4 | 659.4 | 444.74 | 0
08/30/2024 12:00:00 | 08/30/2024 12:00:00 | 726.6 | 726.6 | 586.62 | 0
08/30/2024 13:00:00 | 08/30/2024 13:00:00 | 738.69 | 738.69 | 544.19 | 0
08/30/2024 14:00:00 | 08/30/2024 14:00:00 | 698.95 | 698.95 | 491.97 | 0
08/30/2024 15:00:00 | 08/30/2024 15:00:00 | 691.02 | 691.02 | 518.53 | 0
08/30/2024 16:00:00 | 08/30/2024 16:00:00 | 497.43 | 497.43 | 397.31 | 0
08/30/2024 17:00:00 | 08/30/2024 17:00:00 | 349.27 | 349.27 | 259.71 | 0
08/30/2024 18:00:00 | 08/30/2024 18:00:00 | 102.87 | 102.87 | 32.64 | 1.53
08/30/2024 19:00:00 | 08/30/2024 19:00:00 | 20.3 | 20.3 | 0 | 48.13
08/30/2024 20:00:00 | 08/30/2024 20:00:00 | 0 | 0 | 0 | 66.56
08/30/2024 21:00:00 | 08/30/2024 21:00:00 | 0 | 0 | 0 | 65.54
08/30/2024 22:00:00 | 08/30/2024 22:00:00 | 0 | 0 | 0 | 64
08/30/2024 23:00:00 | 08/30/2024 23:00:00 | 0 | 0 | 0 | 61.95
08/31/2024 00:00:00 | 08/31/2024 00:00:00 | 0 | 0 | 0 | 62.46
08/31/2024 01:00:00 | 08/31/2024 01:00:00 | 0 | 0 | 0 | 61.44
08/31/2024 02:00:00 | 08/31/2024 02:00:00 | 0 | 0 | 0 | 61.95
08/31/2024 03:00:00 | 08/31/2024 03:00:00 | 0 | 0 | 0 | 61.96
08/31/2024 04:00:00 | 08/31/2024 04:00:00 | 0 | 0 | 0 | 61.95
08/31/2024 05:00:00 | 08/31/2024 05:00:00 | 0 | 0 | 0 | 60.93
08/31/2024 06:00:00 | 08/31/2024 06:00:00 | 9.21 | 9.21 | 0 | 48.64
08/31/2024 07:00:00 | 08/31/2024 07:00:00 | 108.84 | 108.84 | 51.52 | 2.56
08/31/2024 08:00:00 | 08/31/2024 08:00:00 | 260.86 | 260.86 | 174.08 | 0
08/31/2024 09:00:00 | 08/31/2024 09:00:00 | 415.52 | 415.52 | 297.03 | 0
08/31/2024 10:00:00 | 08/31/2024 10:00:00 | 556.31 | 556.31 | 442.43 | 0
08/31/2024 11:00:00 | 08/31/2024 11:00:00 | 667.47 | 667.47 | 562.5 | 0
08/31/2024 12:00:00 | 08/31/2024 12:00:00 | 729.68 | 729.68 | 619.77 | 0
08/31/2024 13:00:00 | 08/31/2024 13:00:00 | 742.09 | 742.09 | 632.96 | 0
08/31/2024 14:00:00 | 08/31/2024 14:00:00 | 705.84 | 705.84 | 600.07 | 0
08/31/2024 15:00:00 | 08/31/2024 15:00:00 | 613.54 | 613.54 | 512.19 | 0
08/31/2024 16:00:00 | 08/31/2024 16:00:00 | 477.5 | 477.5 | 386.11 | 0
08/31/2024 17:00:00 | 08/31/2024 17:00:00 | 298.35 | 298.35 | 219.46 | 0
08/31/2024 18:00:00 | 08/31/2024 18:00:00 | 119.14 | 119.14 | 53.12 | 1.53
08/31/2024 19:00:00 | 08/31/2024 19:00:00 | 17.92 | 17.92 | 0 | 44.55
08/31/2024 20:00:00 | 08/31/2024 20:00:00 | 0 | 0 | 0 | 64.51
08/31/2024 21:00:00 | 08/31/2024 21:00:00 | 0 | 0 | 0 | 14.33
08/31/2024 22:00:00 | 08/31/2024 22:00:00 | 0 | 0 | 0 | 29.7
08/31/2024 23:00:00 | 08/31/2024 23:00:00 | 0 | 0 | 0 | 29.18
2024-01-09 | 45300 | 0 | 0 | 0 | 27.65
2024-01-09 01:00 | 45300.0417 | 0 | 0 | 0 | 27.65
2024-01-09 02:00 | 45300.0833 | 0 | 0 | 0 | 27.14
2024-01-09 03:00 | 45300.125 | 0 | 0 | 0 | 27.64
2024-01-09 04:00 | 45300.1667 | 0 | 0 | 0 | 29.19
2024-01-09 05:00 | 45300.2083 | 0 | 0 | 0 | 26.11
2024-01-09 06:00 | 45300.25 | 12.35 | 12.35 | 2.56 | 14.85
2024-01-09 07:00 | 45300.2917 | 130.27 | 130.27 | 101.05 | 0
2024-01-09 08:00 | 45300.3333 | 229.74 | 229.74 | 194.24 | 0
2024-01-09 09:00 | 45300.375 | 407.87 | 407.87 | 342.72 | 1.02
2024-01-09 10:00 | 45300.4167 | 505.83 | 505.83 | 440.26 | 0
2024-01-09 11:00 | 45300.4583 | 623.37 | 623.37 | 550.27 | 0
2024-01-09 12:00 | 45300.5 | 695.1 | 695.1 | 619.39 | 0
2024-01-09 13:00 | 45300.5417 | 737.24 | 737.24 | 658.95 | 0
2024-01-09 14:00 | 45300.5833 | 647.19 | 647.19 | 573.82 | 0
2024-01-09 15:00 | 45300.625 | 592.85 | 592.85 | 523.84 | 0
2024-01-09 16:00 | 45300.6667 | 444.67 | 444.67 | 386.62 | 0
2024-01-09 17:00 | 45300.7083 | 297.02 | 297.02 | 248.26 | 0
2024-01-09 18:00 | 45300.75 | 111.3 | 111.3 | 76.42 | 0
2024-01-09 19:00 | 45300.7917 | 20.16 | 20.16 | 3.84 | 12.8
2024-01-09 20:00 | 45300.8333 | 0 | 0 | 0 | 31.75
2024-01-09 21:00 | 45300.875 | 0 | 0 | 0 | 31.23
2024-01-09 22:00 | 45300.9167 | 0 | 0 | 0 | 30.72
2024-01-09 23:00 | 45300.9583 | 0 | 0 | 0 | 30.72
2024-02-09 | 45331 | 0 | 0 | 0 | 30.21
2024-02-09 01:00 | 45331.0417 | 0 | 0 | 0 | 29.69
2024-02-09 02:00 | 45331.0833 | 0 | 0 | 0 | 30.21
2024-02-09 03:00 | 45331.125 | 0 | 0 | 0 | 30.72
2024-02-09 04:00 | 45331.1667 | 0 | 0 | 0 | 31.74
2024-02-09 05:00 | 45331.2083 | 0 | 0 | 0 | 29.7
2024-02-09 06:00 | 45331.25 | 9.57 | 9.57 | 0.19 | 19.97
2024-02-09 07:00 | 45331.2917 | 108.38 | 108.38 | 5.69 | 38.4
2024-02-09 08:00 | 45331.3333 | 237.8 | 237.8 | 94.21 | 0
2024-02-09 09:00 | 45331.375 | 404.72 | 404.72 | 204.61 | 0
2024-02-09 10:00 | 45331.4167 | 555.38 | 555.38 | 347.39 | 0
2024-02-09 11:00 | 45331.4583 | 665.92 | 665.92 | 460.16 | 0
2024-02-09 12:00 | 45331.5 | 721.35 | 721.35 | 579.39 | 0
2024-02-09 13:00 | 45331.5417 | 741.65 | 741.65 | 514.31 | 0
2024-02-09 14:00 | 45331.5833 | 698.02 | 698.02 | 487.1 | 0
2024-02-09 15:00 | 45331.625 | 542.45 | 542.45 | 341.83 | 0
2024-02-09 16:00 | 45331.6667 | 484.04 | 484.04 | 378.04 | 0
2024-02-09 17:00 | 45331.7083 | 261.53 | 261.53 | 168.84 | 0.51
2024-02-09 18:00 | 45331.75 | 81.43 | 81.43 | 11.84 | 10.24
2024-02-09 19:00 | 45331.7917 | 8.18 | 8.18 | 0 | 66.56
2024-02-09 20:00 | 45331.8333 | 0 | 0 | 0 | 71.68
2024-02-09 21:00 | 45331.875 | 0 | 0 | 0 | 71.68
2024-02-09 22:00 | 45331.9167 | 0 | 0 | 0 | 69.12
2024-02-09 23:00 | 45331.9583 | 0 | 0 | 0 | 67.07
2024-03-09 | 45360 | 0 | 0 | 0 | 66.05
2024-03-09 01:00 | 45360.0417 | 0 | 0 | 0 | 66.05
2024-03-09 02:00 | 45360.0833 | 0 | 0 | 0 | 66.05
2024-03-09 03:00 | 45360.125 | 0 | 0 | 0 | 66.04
2024-03-09 04:00 | 45360.1667 | 0 | 0 | 0 | 66.56
2024-03-09 05:00 | 45360.2083 | 0 | 0 | 0 | 65.54
2024-03-09 06:00 | 45360.25 | 6.78 | 6.78 | 0 | 58.37
2024-03-09 07:00 | 45360.2917 | 64.78 | 64.78 | 0.12 | 89.09
2024-03-09 08:00 | 45360.3333 | 249.41 | 249.41 | 57.99 | 1.53
2024-03-09 09:00 | 45360.375 | 410.14 | 410.14 | 228.8 | 0
2024-03-09 10:00 | 45360.4167 | 620.11 | 620.11 | 396.09 | 0
2024-03-09 11:00 | 45360.4583 | 424.11 | 424.11 | 233.03 | 0
2024-03-09 12:00 | 45360.5 | 397.04 | 397.04 | 268.29 | 0
2024-03-09 13:00 | 45360.5417 | 397.35 | 397.35 | 186.56 | 0
2024-03-09 14:00 | 45360.5833 | 572.84 | 572.84 | 413.95 | 0
2024-03-09 15:00 | 45360.625 | 578.25 | 578.25 | 419.9 | 0
2024-03-09 16:00 | 45360.6667 | 500.16 | 500.16 | 383.43 | 0
2024-03-09 17:00 | 45360.7083 | 305.73 | 305.73 | 212.09 | 0
2024-03-09 18:00 | 45360.75 | 123.35 | 123.35 | 47.87 | 4.1
2024-03-09 19:00 | 45360.7917 | 14.83 | 14.83 | 0 | 57.34
2024-03-09 20:00 | 45360.8333 | 0 | 0 | 0 | 74.24
2024-03-09 21:00 | 45360.875 | 0 | 0 | 0 | 74.75
2024-03-09 22:00 | 45360.9167 | 0 | 0 | 0 | 72.71
2024-03-09 23:00 | 45360.9583 | 0 | 0 | 0 | 71.68
2024-04-09 | 45391 | 0 | 0 | 0 | 69.12
2024-04-09 01:00 | 45391.0417 | 0 | 0 | 0 | 67.58
2024-04-09 02:00 | 45391.0833 | 0 | 0 | 0 | 68.1
2024-04-09 03:00 | 45391.125 | 0 | 0 | 0 | 68.61
2024-04-09 04:00 | 45391.1667 | 0 | 0 | 0 | 69.12
2024-04-09 05:00 | 45391.2083 | 0 | 0 | 0 | 67.58
2024-04-09 06:00 | 45391.25 | 6.69 | 6.69 | 0 | 59.39
2024-04-09 07:00 | 45391.2917 | 99.32 | 99.32 | 14.02 | 11.78
2024-04-09 08:00 | 45391.3333 | 242.05 | 242.05 | 124.8 | 0
2024-04-09 09:00 | 45391.375 | 399.91 | 399.91 | 271.49 | 0
2024-04-09 10:00 | 45391.4167 | 544.18 | 544.18 | 397.69 | 0
2024-04-09 11:00 | 45391.4583 | 653.04 | 653.04 | 500.61 | 0
2024-04-09 12:00 | 45391.5 | 712.78 | 712.78 | 583.43 | 0
2024-04-09 13:00 | 45391.5417 | 728.89 | 728.89 | 592.76 | 0
2024-04-09 14:00 | 45391.5833 | 682.96 | 682.96 | 550.34 | 0
2024-04-09 15:00 | 45391.625 | 590.33 | 590.33 | 465.54 | 0
2024-04-09 16:00 | 45391.6667 | 448.43 | 448.43 | 346.43 | 0
2024-04-09 17:00 | 45391.7083 | 277.13 | 277.13 | 186.24 | 0
2024-04-09 18:00 | 45391.75 | 115.34 | 115.34 | 43.45 | 4.61
2024-04-09 19:00 | 45391.7917 | 10.07 | 10.07 | 0 | 62.46
2024-04-09 20:00 | 45391.8333 | 0 | 0 | 0 | 71.17
2024-04-09 21:00 | 45391.875 | 0 | 0 | 0 | 71.17
2024-04-09 22:00 | 45391.9167 | 0 | 0 | 0 | 71.16
2024-04-09 23:00 | 45391.9583 | 0 | 0 | 0 | 69.64
2024-05-09 | 45421 | 0 | 0 | 0 | 68.09
2024-05-09 01:00 | 45421.0417 | 0 | 0 | 0 | 67.59
2024-05-09 02:00 | 45421.0833 | 0 | 0 | 0 | 68.09
2024-05-09 03:00 | 45421.125 | 0 | 0 | 0 | 67.59
2024-05-09 04:00 | 45421.1667 | 0 | 0 | 0 | 68.6
2024-05-09 05:00 | 45421.2083 | 0 | 0 | 0 | 67.08
2024-05-09 06:00 | 45421.25 | 8.66 | 8.66 | 0 | 57.34
2024-05-09 07:00 | 45421.2917 | 67.77 | 67.77 | 2.05 | 13.82
2024-05-09 08:00 | 45421.3333 | 184.1 | 184.1 | 96.32 | 0.52
2024-05-09 09:00 | 45421.375 | 359.11 | 359.11 | 252.1 | 0
2024-05-09 10:00 | 45421.4167 | 311.42 | 311.42 | 197.57 | 0
2024-05-09 11:00 | 45421.4583 | 109.21 | 109.21 | 45.31 | 32.76
2024-05-09 12:00 | 45421.5 | 65.55 | 65.55 | 2.69 | 32.26
2024-05-09 13:00 | 45421.5417 | 162.05 | 162.05 | 44.54 | 2.05
2024-05-09 14:00 | 45421.5833 | 258.63 | 258.63 | 145.54 | 0
2024-05-09 15:00 | 45421.625 | 350.21 | 350.21 | 248.38 | 0
2024-05-09 16:00 | 45421.6667 | 340.35 | 340.35 | 240.51 | 0
2024-05-09 17:00 | 45421.7083 | 352.55 | 352.55 | 257.54 | 0
2024-05-09 18:00 | 45421.75 | 67.55 | 67.55 | 16.64 | 22.53
2024-05-09 19:00 | 45421.7917 | 1.16 | 1.16 | 0 | 68.6
2024-05-09 20:00 | 45421.8333 | 0 | 0 | 0 | 70.15
2024-05-09 21:00 | 45421.875 | 0 | 0 | 0 | 68.09
2024-05-09 22:00 | 45421.9167 | 0 | 0 | 0 | 68.61
2024-05-09 23:00 | 45421.9583 | 0 | 0 | 0 | 66.05
2024-06-09 | 45452 | 0 | 0 | 0 | 66.05
2024-06-09 01:00 | 45452.0417 | 0 | 0 | 0 | 66.56
2024-06-09 02:00 | 45452.0833 | 0 | 0 | 0 | 66.05
2024-06-09 03:00 | 45452.125 | 0 | 0 | 0 | 66.56
2024-06-09 04:00 | 45452.1667 | 0 | 0 | 0 | 66.04
2024-06-09 05:00 | 45452.2083 | 0 | 0 | 0 | 66.05
2024-06-09 06:00 | 45452.25 | 2.23 | 2.23 | 0 | 65.03
2024-06-09 07:00 | 45452.2917 | 45 | 45 | 0 | 39.42
2024-06-09 08:00 | 45452.3333 | 110.19 | 110.19 | 33.15 | 13.82
2024-06-09 09:00 | 45452.375 | 172.18 | 172.18 | 51.9 | 1.54
2024-06-09 10:00 | 45452.4167 | 287.57 | 287.57 | 99.4 | 0
2024-06-09 11:00 | 45452.4583 | 208.19 | 208.19 | 23.68 | 13.31
2024-06-09 12:00 | 45452.5 | 252.71 | 252.71 | 135.29 | 0
2024-06-09 13:00 | 45452.5417 | 186.61 | 186.61 | 29.31 | 7.17
2024-06-09 14:00 | 45452.5833 | 190.55 | 190.55 | 18.56 | 8.19
2024-06-09 15:00 | 45452.625 | 315.68 | 315.68 | 128.32 | 0
2024-06-09 16:00 | 45452.6667 | 290.52 | 290.52 | 125.38 | 0.51
2024-06-09 17:00 | 45452.7083 | 265.1 | 265.1 | 212.74 | 0
2024-06-09 18:00 | 45452.75 | 112.29 | 112.29 | 72.12 | 1.03
2024-06-09 19:00 | 45452.7917 | 6.8 | 6.8 | 0 | 30.72
2024-06-09 20:00 | 45452.8333 | 0 | 0 | 0 | 36.35
2024-06-09 21:00 | 45452.875 | 0 | 0 | 0 | 37.38
2024-06-09 22:00 | 45452.9167 | 0 | 0 | 0 | 36.35
2024-06-09 23:00 | 45452.9583 | 0 | 0 | 0 | 35.84
2024-07-09 | 45482 | 0 | 0 | 0 | 33.79
2024-07-09 01:00 | 45482.0417 | 0 | 0 | 0 | 33.79
2024-07-09 02:00 | 45482.0833 | 0 | 0 | 0 | 32.77
2024-07-09 03:00 | 45482.125 | 0 | 0 | 0 | 33.28
2024-07-09 04:00 | 45482.1667 | 0 | 0 | 0 | 33.28
2024-07-09 05:00 | 45482.2083 | 0 | 0 | 0 | 32.77
2024-07-09 06:00 | 45482.25 | 5.75 | 5.75 | 0 | 25.6
2024-07-09 07:00 | 45482.2917 | 108.47 | 108.47 | 74.31 | 0
2024-07-09 08:00 | 45482.3333 | 258.91 | 258.91 | 215.49 | 0
2024-07-09 09:00 | 45482.375 | 417.12 | 417.12 | 360.19 | 0
2024-07-09 10:00 | 45482.4167 | 566.07 | 566.07 | 498.24 | 0
2024-07-09 11:00 | 45482.4583 | 702.34 | 702.34 | 622.65 | 0
2024-07-09 12:00 | 45482.5 | 727.79 | 727.79 | 646.08 | 0
2024-07-09 13:00 | 45482.5417 | 774.24 | 774.24 | 688.96 | 0
2024-07-09 14:00 | 45482.5833 | 709.34 | 709.34 | 629.25 | 0
2024-07-09 15:00 | 45482.625 | 579.45 | 579.45 | 507.2 | 0
2024-07-09 16:00 | 45482.6667 | 451.35 | 451.35 | 388.93 | 0
2024-07-09 17:00 | 45482.7083 | 286.7 | 286.7 | 235.65 | 0
2024-07-09 18:00 | 45482.75 | 109.15 | 109.15 | 69.37 | 0
2024-07-09 19:00 | 45482.7917 | 7.68 | 7.68 | 0 | 28.67
2024-07-09 20:00 | 45482.8333 | 0 | 0 | 0 | 39.42
2024-07-09 21:00 | 45482.875 | 0 | 0 | 0 | 38.92
2024-07-09 22:00 | 45482.9167 | 0 | 0 | 0 | 36.86
2024-07-09 23:00 | 45482.9583 | 0 | 0 | 0 | 35.33
2024-08-09 | 45513 | 0 | 0 | 0 | 34.81
2024-08-09 01:00 | 45513.0417 | 0 | 0 | 0 | 35.33
2024-08-09 02:00 | 45513.0833 | 0 | 0 | 0 | 34.82
2024-08-09 03:00 | 45513.125 | 0 | 0 | 0 | 34.81
2024-08-09 04:00 | 45513.1667 | 0 | 0 | 0 | 34.82
2024-08-09 05:00 | 45513.2083 | 0 | 0 | 0 | 34.82
2024-08-09 06:00 | 45513.25 | 8.45 | 8.45 | 0.45 | 24.57
2024-08-09 07:00 | 45513.2917 | 117.85 | 117.85 | 81.15 | 0
2024-08-09 08:00 | 45513.3333 | 103.77 | 103.77 | 69.44 | 0
2024-08-09 09:00 | 45513.375 | 251.34 | 251.34 | 205.25 | 0
2024-08-09 10:00 | 45513.4167 | 214.8 | 214.8 | 166.98 | 0
2024-08-09 11:00 | 45513.4583 | 244.6 | 244.6 | 195.97 | 0
2024-08-09 12:00 | 45513.5 | 404.09 | 404.09 | 344.06 | 0
2024-08-09 13:00 | 45513.5417 | 281.38 | 281.38 | 231.81 | 0
2024-08-09 14:00 | 45513.5833 | 214.3 | 214.3 | 170.75 | 0
2024-08-09 15:00 | 45513.625 | 132.33 | 132.33 | 94.85 | 0
2024-08-09 16:00 | 45513.6667 | 58.75 | 58.75 | 27.58 | 0.51
2024-08-09 17:00 | 45513.7083 | 26.77 | 26.77 | 5.06 | 7.68
2024-08-09 18:00 | 45513.75 | 10.38 | 10.38 | 0 | 19.97
2024-08-09 19:00 | 45513.7917 | 0 | 0 | 0 | 31.75
2024-08-09 20:00 | 45513.8333 | 0 | 0 | 0 | 32.25
2024-08-09 21:00 | 45513.875 | 0 | 0 | 0 | 31.75
2024-08-09 22:00 | 45513.9167 | 0 | 0 | 0 | 32.76
2024-08-09 23:00 | 45513.9583 | 0 | 0 | 0 | 32.26
2024-09-09 | 45544 | 0 | 0 | 0 | 32.26
2024-09-09 01:00 | 45544.0417 | 0 | 0 | 0 | 32.25
2024-09-09 02:00 | 45544.0833 | 0 | 0 | 0 | 32.77
2024-09-09 03:00 | 45544.125 | 0 | 0 | 0 | 31.74
2024-09-09 04:00 | 45544.1667 | 0 | 0 | 0 | 32.26
2024-09-09 05:00 | 45544.2083 | 0 | 0 | 0 | 31.23
2024-09-09 06:00 | 45544.25 | 0.19 | 0.19 | 0 | 31.75
2024-09-09 07:00 | 45544.2917 | 6.97 | 6.97 | 0 | 79.36
2024-09-09 08:00 | 45544.3333 | 4.78 | 4.78 | 0 | 83.45
2024-09-09 09:00 | 45544.375 | 12.81 | 12.81 | 0
2024-09-09 10:00 | 45544.4167 | 228.77 | 228.77 | 0
2024-09-09 11:00 | 45544.4583 | 492.77 | 492.77 | 0
2024-09-09 12:00 | 45544.5 | 694.98 | 694.98 | 0
2024-09-09 13:00 | 45544.5417 | 537.74 | 537.74 | 0
2024-09-09 14:00 | 45544.5833 | 337.81 | 337.81 | 0
2024-09-09 15:00 | 45544.625 | 117.21 | 117.21 | 0
2024-09-09 16:00 | 45544.6667 | 120.18 | 120.18 | 0
2024-09-09 17:00 | 45544.7083 | 326.37 | 326.37 | 0
2024-09-09 18:00 | 45544.75 | 109.79 | 109.79 | 0
2024-09-09 19:00 | 45544.7917 | 9.08 | 9.08 | 0
2024-09-09 20:00 | 45544.8333 | 0 | 0 | 0
2024-09-09 21:00 | 45544.875 | 0 | 0 | 0
2024-09-09 22:00 | 45544.9167 | 0 | 0 | 0
2024-09-09 23:00 | 45544.9583 | 0 | 0 | 0
2024-10-09 | 45574 | 0 | 0 | 0
2024-10-09 01:00 | 45574.0417 | 0 | 0 | 0
2024-10-09 02:00 | 45574.0833 | 0 | 0 | 0
2024-10-09 03:00 | 45574.125 | 0 | 0 | 0
2024-10-09 04:00 | 45574.1667 | 0 | 0 | 0
2024-10-09 05:00 | 45574.2083 | 0 | 0 | 0
2024-10-09 06:00 | 45574.25 | 4.55 | 4.55 | 0
2024-10-09 07:00 | 45574.2917 | 115.28 | 115.28 | 0
2024-10-09 08:00 | 45574.3333 | 266.31 | 266.31 | 0
2024-10-09 09:00 | 45574.375 | 420.97 | 420.97 | 0
2024-10-09 10:00 | 45574.4167 | 573.68 | 573.68 | 0
2024-10-09 11:00 | 45574.4583 | 682.38 | 682.38 | 250.17
2024-10-09 12:00 | 45574.5 | 746.16 | 746.16 | 607.04 | 0
2024-10-09 13:00 | 45574.5417 | 753.61 | 753.61 | 536.77 | 0
2024-10-09 14:00 | 45574.5833 | 706.86 | 706.86 | 503.62 | 0
2024-10-09 15:00 | 45574.625 | 604.82 | 604.82 | 429.69 | 0
2024-10-09 16:00 | 45574.6667 | 452.78 | 452.78 | 382.15 | 0
2024-10-09 17:00 | 45574.7083 | 248.81 | 248.81 | 191.48 | 0
2024-10-09 18:00 | 45574.75 | 102.13 | 102.13 | 54.4 | 0
2024-10-09 19:00 | 45574.7917 | 5.81 | 5.81 | 0.07 | 39.42
2024-10-09 20:00 | 45574.8333 | 0 | 0 | 0 | 43.01
2024-10-09 21:00 | 45574.875 | 0 | 0 | 0 | 42.49
2024-10-09 22:00 | 45574.9167 | 0 | 0 | 0 | 39.43
2024-10-09 23:00 | 45574.9583 | 0 | 0 | 0 | 38.4
2024-11-09 | 45605 | 0 | 0 | 0 | 36.86
2024-11-09 01:00 | 45605.0417 | 0 | 0 | 0 | 36.87
2024-11-09 02:00 | 45605.0833 | 0 | 0 | 0 | 36.86
2024-11-09 03:00 | 45605.125 | 0 | 0 | 0 | 36.86
2024-11-09 04:00 | 45605.1667 | 0 | 0 | 0 | 36.87
2024-11-09 05:00 | 45605.2083 | 0 | 0 | 0 | 36.86
2024-11-09 06:00 | 45605.25 | 0.93 | 0.93 | 0 | 38.4
2024-11-09 07:00 | 45605.2917 | 30.43 | 30.43 | 0 | 103.43
2024-11-09 08:00 | 45605.3333 | 142.81 | 142.81 | 7.68 | 41.47
2024-11-09 09:00 | 45605.375 | 197.39 | 197.39 | 37.31 | 7.17
2024-11-09 10:00 | 45605.4167 | 319.81 | 319.81 | 178.37 | 0
2024-11-09 11:00 | 45605.4583 | 285.36 | 285.36 | 138.05 | 0
2024-11-09 12:00 | 45605.5 | 495.8 | 495.8 | 339.52 | 0
2024-11-09 13:00 | 45605.5417 | 600.72 | 600.72 | 393.15 | 0
2024-11-09 14:00 | 45605.5833 | 587.51 | 587.51 | 365.76 | 0.51
2024-11-09 15:00 | 45605.625 | 264.42 | 264.42 | 138.3 | 0
2024-11-09 16:00 | 45605.6667 | 393.35 | 393.35 | 320.51 | 0
2024-11-09 17:00 | 45605.7083 | 158.9 | 158.9 | 104.32 | 0
2024-11-09 18:00 | 45605.75 | 57.57 | 57.57 | 14.98 | 3.58
2024-11-09 19:00 | 45605.7917 | 3.6 | 3.6 | 0 | 39.43
2024-11-09 20:00 | 45605.8333 | 0 | 0 | 0 | 43
2024-11-09 21:00 | 45605.875 | 0 | 0 | 0 | 42.5
2024-11-09 22:00 | 45605.9167 | 0 | 0 | 0 | 39.94
2024-11-09 23:00 | 45605.9583 | 0 | 0 | 0 | 38.91
2024-12-09 | 45635 | 0 | 0 | 0 | 38.4
2024-12-09 01:00 | 45635.0417 | 0 | 0 | 0 | 38.4
2024-12-09 02:00 | 45635.0833 | 0 | 0 | 0 | 37.89
2024-12-09 03:00 | 45635.125 | 0 | 0 | 0 | 37.88
2024-12-09 04:00 | 45635.1667 | 0 | 0 | 0 | 38.4
2024-12-09 05:00 | 45635.2083 | 0 | 0 | 0 | 38.4
2024-12-09 06:00 | 45635.25 | 0.39 | 0.39 | 0 | 39.43
2024-12-09 07:00 | 45635.2917 | 41.28 | 41.28 | 0.06 | 45.57
2024-12-09 08:00 | 45635.3333 | 83.62 | 83.62 | 3.27 | 57.85
2024-12-09 09:00 | 45635.375 | 123.25 | 123.25 | 50.56 | 24.07
2024-12-09 10:00 | 45635.4167 | 61.56 | 61.56 | 13.89 | 44.03
2024-12-09 11:00 | 45635.4583 | 53.32 | 53.32 | 0 | 86.53
2024-12-09 12:00 | 45635.5 | 65.48 | 65.48 | 0.25 | 48.12
2024-12-09 13:00 | 45635.5417 | 96.01 | 96.01 | 12.48 | 11.78
2024-12-09 14:00 | 45635.5833 | 46.1 | 46.1 | 0.26 | 49.15
2024-12-09 15:00 | 45635.625 | 36.14 | 36.14 | 0.06 | 51.71
2024-12-09 16:00 | 45635.6667 | 21.85 | 21.85 | 2.95 | 18.95
2024-12-09 17:00 | 45635.7083 | 18.75 | 18.75 | 0 | 18.94
2024-12-09 18:00 | 45635.75 | 4.11 | 4.11 | 0 | 33.79
2024-12-09 19:00 | 45635.7917 | 0.01 | 0.01 | 0 | 38.4
2024-12-09 20:00 | 45635.8333 | 0 | 0 | 0 | 38.4
2024-12-09 21:00 | 45635.875 | 0 | 0 | 0 | 37.89
2024-12-09 22:00 | 45635.9167 | 0 | 0 | 0 | 36.35
2024-12-09 23:00 | 45635.9583 | 0 | 0 | 0 | 35.84
09/13/2024 00:00:00 | 09/13/2024 00:00:00 | 0 | 0 | 0 | 35.84
09/13/2024 01:00:00 | 09/13/2024 01:00:00 | 0 | 0 | 0 | 35.33
09/13/2024 02:00:00 | 09/13/2024 02:00:00 | 0 | 0 | 0 | 35.33
09/13/2024 03:00:00 | 09/13/2024 03:00:00 | 0 | 0 | 0 | 35.33
09/13/2024 04:00:00 | 09/13/2024 04:00:00 | 0 | 0 | 0 | 35.33
09/13/2024 05:00:00 | 09/13/2024 05:00:00 | 0 | 0 | 0 | 35.32
09/13/2024 06:00:00 | 09/13/2024 06:00:00 | 0.25 | 0.25 | 0 | 37.38
09/13/2024 07:00:00 | 09/13/2024 07:00:00 | 22.61 | 22.61 | 0 | 67.58
09/13/2024 08:00:00 | 09/13/2024 08:00:00 | 74.52 | 74.52 | 5.69 | 23.56
09/13/2024 09:00:00 | 09/13/2024 09:00:00 | 152.12 | 152.12 | 29.95 | 5.12
09/13/2024 10:00:00 | 09/13/2024 10:00:00 | 246.11 | 246.11 | 104.52 | 0
09/13/2024 11:00:00 | 09/13/2024 11:00:00 | 378.52 | 378.52 | 224.32 | 0
09/13/2024 12:00:00 | 09/13/2024 12:00:00 | 469.81 | 469.81 | 355.9 | 0
09/13/2024 13:00:00 | 09/13/2024 13:00:00 | 767.52 | 767.52 | 578.75 | 0
09/13/2024 14:00:00 | 09/13/2024 14:00:00 | 331.63 | 331.63 | 142.72 | 0
09/13/2024 15:00:00 | 09/13/2024 15:00:00 | 327.25 | 327.25 | 140.61 | 0
09/13/2024 16:00:00 | 09/13/2024 16:00:00 | 244.97 | 244.97 | 197.31 | 0
09/13/2024 17:00:00 | 09/13/2024 17:00:00 | 146.56 | 146.56 | 106.11 | 0
09/13/2024 18:00:00 | 09/13/2024 18:00:00 | 57.01 | 57.01 | 22.53 | 1.02
09/13/2024 19:00:00 | 09/13/2024 19:00:00 | 4.02 | 4.02 | 0 | 31.74
09/13/2024 20:00:00 | 09/13/2024 20:00:00 | 0 | 0 | 0 | 37.89
09/13/2024 21:00:00 | 09/13/2024 21:00:00 | 0 | 0 | 0 | 35.84
09/13/2024 22:00:00 | 09/13/2024 22:00:00 | 0 | 0 | 0 | 35.84
09/13/2024 23:00:00 | 09/13/2024 23:00:00 | 0 | 0 | 0 | 33.79
09/14/2024 00:00:00 | 09/14/2024 00:00:00 | 0 | 0 | 0 | 34.31
09/14/2024 01:00:00 | 09/14/2024 01:00:00 | 0 | 0 | 0 | 34.3
09/14/2024 02:00:00 | 09/14/2024 02:00:00 | 0 | 0 | 0 | 34.82
09/14/2024 03:00:00 | 09/14/2024 03:00:00 | 0 | 0 | 0 | 33.79
09/14/2024 04:00:00 | 09/14/2024 04:00:00 | 0 | 0 | 0 | 32.77
09/14/2024 05:00:00 | 09/14/2024 05:00:00 | 0 | 0 | 0 | 33.79
09/14/2024 06:00:00 | 09/14/2024 06:00:00 | 0.16 | 0.16 | 0 | 32.77
09/14/2024 07:00:00 | 09/14/2024 07:00:00 | 30.66 | 30.66 | 12.03 | 13.31
09/14/2024 08:00:00 | 09/14/2024 08:00:00 | 127.72 | 127.72 | 91.08 | 0
09/14/2024 09:00:00 | 09/14/2024 09:00:00 | 165.83 | 165.83 | 126.84 | 0
09/14/2024 10:00:00 | 09/14/2024 10:00:00 | 296.66 | 296.66 | 247.04 | 0
09/14/2024 11:00:00 | 09/14/2024 11:00:00 | 370.24 | 370.24 | 315.4 | 0
09/14/2024 12:00:00 | 09/14/2024 12:00:00 | 250.86 | 250.86 | 203.45 | 0
09/14/2024 13:00:00 | 09/14/2024 13:00:00 | 246.89 | 246.89 | 200.19 | 0
09/14/2024 14:00:00 | 09/14/2024 14:00:00 | 144.85 | 144.85 | 104.96 | 0
09/14/2024 15:00:00 | 09/14/2024 15:00:00 | 95.17 | 95.17 | 57.92 | 0
09/14/2024 16:00:00 | 09/14/2024 16:00:00 | 51.51 | 51.51 | 17.86 | 0
09/14/2024 17:00:00 | 09/14/2024 17:00:00 | 23.7 | 23.7 | 0.06 | 8.19
09/14/2024 18:00:00 | 09/14/2024 18:00:00 | 13.8 | 13.8 | 0 | 18.95
09/14/2024 19:00:00 | 09/14/2024 19:00:00 | 0.42 | 0.42 | 0 | 34.81
09/14/2024 20:00:00 | 09/14/2024 20:00:00 | 0 | 0 | 0 | 35.84
09/14/2024 21:00:00 | 09/14/2024 21:00:00 | 0 | 0 | 0 | 35.33
09/14/2024 22:00:00 | 09/14/2024 22:00:00 | 0 | 0 | 0 | 33.28
09/14/2024 23:00:00 | 09/14/2024 23:00:00 | 0 | 0 | 0 | 33.79
09/15/2024 00:00:00 | 09/15/2024 00:00:00 | 0 | 0 | 0 | 33.28
09/15/2024 01:00:00 | 09/15/2024 01:00:00 | 0 | 0 | 0 | 33.28
09/15/2024 02:00:00 | 09/15/2024 02:00:00 | 0 | 0 | 0 | 33.79
09/15/2024 03:00:00 | 09/15/2024 03:00:00 | 0 | 0 | 0 | 33.28
09/15/2024 04:00:00 | 09/15/2024 04:00:00 | 0 | 0 | 0 | 33.28
09/15/2024 05:00:00 | 09/15/2024 05:00:00 | 0 | 0 | 0 | 32.77
09/15/2024 06:00:00 | 09/15/2024 06:00:00 | 0.07 | 0.07 | 0 | 33.28
09/15/2024 07:00:00 | 09/15/2024 07:00:00 | 20.58 | 20.58 | 5.25 | 17.41
09/15/2024 08:00:00 | 09/15/2024 08:00:00 | 22.89 | 22.89 | 0 | 9.22
09/15/2024 09:00:00 | 09/15/2024 09:00:00 | 39.12 | 39.12 | 7.68 | 0
09/15/2024 10:00:00 | 09/15/2024 10:00:00 | 57.83 | 57.83 | 21.76 | 0
09/15/2024 11:00:00 | 09/15/2024 11:00:00 | 78.85 | 78.85 | 42.11 | 0
09/15/2024 12:00:00 | 09/15/2024 12:00:00 | 115.77 | 115.77 | 75.91 | 0
09/15/2024 13:00:00 | 09/15/2024 13:00:00 | 266.89 | 266.89 | 217.66 | 0
09/15/2024 14:00:00 | 09/15/2024 14:00:00 | 285.84 | 285.84 | 235.46 | 0
09/15/2024 15:00:00 | 09/15/2024 15:00:00 | 192.87 | 192.87 | 151.93 | 0
09/15/2024 16:00:00 | 09/15/2024 16:00:00 | 146.04 | 146.04 | 109.19 | 0
09/15/2024 17:00:00 | 09/15/2024 17:00:00 | 95.32 | 95.32 | 60.86 | 0
09/15/2024 18:00:00 | 09/15/2024 18:00:00 | 49.36 | 49.36 | 21.25 | 4.09
09/15/2024 19:00:00 | 09/15/2024 19:00:00 | 0.72 | 0.72 | 0 | 31.75
09/15/2024 20:00:00 | 09/15/2024 20:00:00 | 0 | 0 | 0 | 33.79
09/15/2024 21:00:00 | 09/15/2024 21:00:00 | 0 | 0 | 0 | 34.3
09/15/2024 22:00:00 | 09/15/2024 22:00:00 | 0 | 0 | 0 | 33.28
09/15/2024 23:00:00 | 09/15/2024 23:00:00 | 0 | 0 | 0 | 34.31
09/16/2024 00:00:00 | 09/16/2024 00:00:00 | 0 | 0 | 0 | 33.28
09/16/2024 01:00:00 | 09/16/2024 01:00:00 | 0 | 0 | 0 | 33.79
09/16/2024 02:00:00 | 09/16/2024 02:00:00 | 0 | 0 | 0 | 34.3
09/16/2024 03:00:00 | 09/16/2024 03:00:00 | 0 | 0 | 0 | 34.31
09/16/2024 04:00:00 | 09/16/2024 04:00:00 | 0 | 0 | 0 | 34.3
09/16/2024 05:00:00 | 09/16/2024 05:00:00 | 0 | 0 | 0 | 34.3
09/16/2024 06:00:00 | 09/16/2024 06:00:00 | 1.22 | 1.22 | 0 | 32.77
09/16/2024 07:00:00 | 09/16/2024 07:00:00 | 95 | 95 | 64.77 | 5.12
09/16/2024 08:00:00 | 09/16/2024 08:00:00 | 267.81 | 267.81 | 218.94 | 0
09/16/2024 09:00:00 | 09/16/2024 09:00:00 | 438.5 | 438.5 | 376.71 | 0
09/16/2024 10:00:00 | 09/16/2024 10:00:00 | 499.88 | 499.88 | 434.56 | 0
09/16/2024 11:00:00 | 09/16/2024 11:00:00 | 236.3 | 236.3 | 188.28 | 0
09/16/2024 12:00:00 | 09/16/2024 12:00:00 | 425.36 | 425.36 | 365.06 | 0
09/16/2024 13:00:00 | 09/16/2024 13:00:00 | 411.73 | 411.73 | 354.24 | 0
09/16/2024 14:00:00 | 09/16/2024 14:00:00 | 292.79 | 292.79 | 243.78 | 0
09/16/2024 15:00:00 | 09/16/2024 15:00:00 | 163.08 | 163.08 | 121.6 | 0
09/16/2024 16:00:00 | 09/16/2024 16:00:00 | 112.13 | 112.13 | 72.89 | 0
09/16/2024 17:00:00 | 09/16/2024 17:00:00 | 57.45 | 57.45 | 22.27 | 0
09/16/2024 18:00:00 | 09/16/2024 18:00:00 | 18.57 | 18.57 | 1.8 | 16.9
09/16/2024 19:00:00 | 09/16/2024 19:00:00 | 0.32 | 0.32 | 0 | 34.81
09/16/2024 20:00:00 | 09/16/2024 20:00:00 | 0 | 0 | 0 | 35.84
09/16/2024 21:00:00 | 09/16/2024 21:00:00 | 0 | 0 | 0 | 34.82
09/16/2024 22:00:00 | 09/16/2024 22:00:00 | 0 | 0 | 0 | 33.79
09/16/2024 23:00:00 | 09/16/2024 23:00:00 | 0 | 0 | 0 | 32.26
09/17/2024 00:00:00 | 09/17/2024 00:00:00 | 0 | 0 | 0 | 33.28
09/17/2024 01:00:00 | 09/17/2024 01:00:00 | 0 | 0 | 0 | 32.25
09/17/2024 02:00:00 | 09/17/2024 02:00:00 | 0 | 0 | 0 | 32.77
09/17/2024 03:00:00 | 09/17/2024 03:00:00 | 0 | 0 | 0 | 32.26
09/17/2024 04:00:00 | 09/17/2024 04:00:00 | 0 | 0 | 0 | 31.74
09/17/2024 05:00:00 | 09/17/2024 05:00:00 | 0 | 0 | 0 | 33.28
09/17/2024 06:00:00 | 09/17/2024 06:00:00 | 1.42 | 1.42 | 0 | 32.77
09/17/2024 07:00:00 | 09/17/2024 07:00:00 | 28.83 | 28.83 | 0 | 117.76
09/17/2024 08:00:00 | 09/17/2024 08:00:00 | 101.89 | 101.89 | 2.17 | 84.48
09/17/2024 09:00:00 | 09/17/2024 09:00:00 | 293.32 | 293.32 | 103.43 | 0
09/17/2024 10:00:00 | 09/17/2024 10:00:00 | 630.45 | 630.45 | 396.73 | 0
09/17/2024 11:00:00 | 09/17/2024 11:00:00 | 702.28 | 702.28 | 494.72 | 0
09/17/2024 12:00:00 | 09/17/2024 12:00:00 | 733.55 | 733.55 | 602.18 | 0
09/17/2024 13:00:00 | 09/17/2024 13:00:00 | 580.42 | 580.42 | 379.45 | 0
09/17/2024 14:00:00 | 09/17/2024 14:00:00 | 733.16 | 733.16 | 528 | 0
09/17/2024 15:00:00 | 09/17/2024 15:00:00 | 615.82 | 615.82 | 441.16 | 0
09/17/2024 16:00:00 | 09/17/2024 16:00:00 | 423.51 | 423.51 | 360.06 | 0
09/17/2024 17:00:00 | 09/17/2024 17:00:00 | 225.68 | 225.68 | 177.92 | 0
09/17/2024 18:00:00 | 09/17/2024 18:00:00 | 53.11 | 53.11 | 22.21 | 7.17
09/17/2024 19:00:00 | 09/17/2024 19:00:00 | 1.55 | 1.55 | 0 | 35.33
09/17/2024 20:00:00 | 09/17/2024 20:00:00 | 0 | 0 | 0 | 38.4
09/17/2024 21:00:00 | 09/17/2024 21:00:00 | 0 | 0 | 0 | 38.4
09/17/2024 22:00:00 | 09/17/2024 22:00:00 | 0 | 0 | 0 | 34.81
09/17/2024 23:00:00 | 09/17/2024 23:00:00 | 0 | 0 | 0 | 34.31
09/18/2024 00:00:00 | 09/18/2024 00:00:00 | 0 | 0 | 0 | 34.3
09/18/2024 01:00:00 | 09/18/2024 01:00:00 | 0 | 0 | 0 | 33.79
09/18/2024 02:00:00 | 09/18/2024 02:00:00 | 0 | 0 | 0 | 33.79
09/18/2024 03:00:00 | 09/18/2024 03:00:00 | 0 | 0 | 0 | 34.31
09/18/2024 04:00:00 | 09/18/2024 04:00:00 | 0 | 0 | 0 | 33.79
09/18/2024 05:00:00 | 09/18/2024 05:00:00 | 0 | 0 | 0 | 33.79
09/18/2024 06:00:00 | 09/18/2024 06:00:00 | 1.54 | 1.54 | 0 | 32.26
09/18/2024 07:00:00 | 09/18/2024 07:00:00 | 90.82 | 90.82 | 39.49 | 4.09
09/18/2024 08:00:00 | 09/18/2024 08:00:00 | 248.11 | 248.11 | 157.31 | 0
09/18/2024 09:00:00 | 09/18/2024 09:00:00 | 398.03 | 398.03 | 297.98 | 0
09/18/2024 10:00:00 | 09/18/2024 10:00:00 | 610.28 | 610.28 | 492.87 | 0
09/18/2024 11:00:00 | 09/18/2024 11:00:00 | 585.88 | 585.88 | 472.7 | 0
09/18/2024 12:00:00 | 09/18/2024 12:00:00 | 728.92 | 728.92 | 604.74 | 0
09/18/2024 13:00:00 | 09/18/2024 13:00:00 | 746.77 | 746.77 | 617.92 | 0
09/18/2024 14:00:00 | 09/18/2024 14:00:00 | 429.26 | 429.26 | 324.41 | 0
09/18/2024 15:00:00 | 09/18/2024 15:00:00 | 270.91 | 270.91 | 177.47 | 0
09/18/2024 16:00:00 | 09/18/2024 16:00:00 | 212.34 | 212.34 | 165.51 | 0
09/18/2024 17:00:00 | 09/18/2024 17:00:00 | 175.89 | 175.89 | 133.31 | 0
09/18/2024 18:00:00 | 09/18/2024 18:00:00 | 52.56 | 52.56 | 22.53 | 4.61
09/18/2024 19:00:00 | 09/18/2024 19:00:00 | 1.19 | 1.19 | 0 | 35.33
09/18/2024 20:00:00 | 09/18/2024 20:00:00 | 0 | 0 | 0 | 38.4
09/18/2024 21:00:00 | 09/18/2024 21:00:00 | 0 | 0 | 0 | 37.38
09/18/2024 22:00:00 | 09/18/2024 22:00:00 | 0 | 0 | 0 | 35.32
09/18/2024 23:00:00 | 09/18/2024 23:00:00 | 0 | 0 | 0 | 34.31
09/19/2024 00:00:00 | 09/19/2024 00:00:00 | 0 | 0 | 0 | 34.3
09/19/2024 01:00:00 | 09/19/2024 01:00:00 | 0 | 0 | 0 | 33.28
09/19/2024 02:00:00 | 09/19/2024 02:00:00 | 0 | 0 | 0 | 33.79
09/19/2024 03:00:00 | 09/19/2024 03:00:00 | 0 | 0 | 0 | 33.8
09/19/2024 04:00:00 | 09/19/2024 04:00:00 | 0 | 0 | 0 | 34.3
09/19/2024 05:00:00 | 09/19/2024 05:00:00 | 0 | 0 | 0 | 33.79
09/19/2024 06:00:00 | 09/19/2024 06:00:00 | 1.05 | 1.05 | 0 | 32.77
09/19/2024 07:00:00 | 09/19/2024 07:00:00 | 54 | 54 | 4.73 | 27.14
09/19/2024 08:00:00 | 09/19/2024 08:00:00 | 131.05 | 131.05 | 49.41 | 3.07
09/19/2024 09:00:00 | 09/19/2024 09:00:00 | 203.65 | 203.65 | 112.07 | 0
09/19/2024 10:00:00 | 09/19/2024 10:00:00 | 291.34 | 291.34 | 192.19 | 0
09/19/2024 11:00:00 | 09/19/2024 11:00:00 | 312.31 | 312.31 | 214.65 | 0
09/19/2024 12:00:00 | 09/19/2024 12:00:00 | 208.59 | 208.59 | 119.04 | 0
09/19/2024 13:00:00 | 09/19/2024 13:00:00 | 296.86 | 296.86 | 203.27 | 0
09/19/2024 14:00:00 | 09/19/2024 14:00:00 | 603.34 | 603.34 | 490.37 | 0
09/19/2024 15:00:00 | 09/19/2024 15:00:00 | 469.13 | 469.13 | 367.48 | 0
09/19/2024 16:00:00 | 09/19/2024 16:00:00 | 392.99 | 392.99 | 332.87 | 0
09/19/2024 17:00:00 | 09/19/2024 17:00:00 | 198.26 | 198.26 | 151.61 | 0
09/19/2024 18:00:00 | 09/19/2024 18:00:00 | 41.38 | 41.38 | 12.74 | 9.73
09/19/2024 19:00:00 | 09/19/2024 19:00:00 | 0.69 | 0.69 | 0 | 38.91
09/19/2024 20:00:00 | 09/19/2024 20:00:00 | 0 | 0 | 0 | 39.93
09/19/2024 21:00:00 | 09/19/2024 21:00:00 | 0 | 0 | 0 | 39.43
09/19/2024 22:00:00 | 09/19/2024 22:00:00 | 0 | 0 | 0 | 37.89
09/19/2024 23:00:00 | 09/19/2024 23:00:00 | 0 | 0 | 0 | 37.37
09/20/2024 00:00:00 | 09/20/2024 00:00:00 | 0 | 0 | 0 | 36.87
09/20/2024 01:00:00 | 09/20/2024 01:00:00 | 0 | 0 | 0 | 36.86
09/20/2024 02:00:00 | 09/20/2024 02:00:00 | 0 | 0 | 0 | 36.86
09/20/2024 03:00:00 | 09/20/2024 03:00:00 | 0 | 0 | 0 | 37.38
09/20/2024 04:00:00 | 09/20/2024 04:00:00 | 0 | 0 | 0 | 37.38
09/20/2024 05:00:00 | 09/20/2024 05:00:00 | 0 | 0 | 0 | 36.86
09/20/2024 06:00:00 | 09/20/2024 06:00:00 | 0.39 | 0.39 | 0 | 37.89
09/20/2024 07:00:00 | 09/20/2024 07:00:00 | 53.42 | 53.42 | 18.43 | 11.77
09/20/2024 08:00:00 | 09/20/2024 08:00:00 | 217.49 | 217.49 | 132.67 | 0
09/20/2024 09:00:00 | 09/20/2024 09:00:00 | 394.45 | 394.45 | 287.68 | 0
09/20/2024 10:00:00 | 09/20/2024 10:00:00 | 566.09 | 566.09 | 437.12 | 0
09/20/2024 11:00:00 | 09/20/2024 11:00:00 | 416.63 | 416.63 | 310.02 | 0
09/20/2024 12:00:00 | 09/20/2024 12:00:00 | 246.63 | 246.63 | 156.93 | 0
09/20/2024 13:00:00 | 09/20/2024 13:00:00 | 294.76 | 294.76 | 171.2 | 0
09/20/2024 14:00:00 | 09/20/2024 14:00:00 | 279.64 | 279.64 | 139.65 | 0
09/20/2024 15:00:00 | 09/20/2024 15:00:00 | 379.77 | 379.77 | 287.93 | 0
09/20/2024 16:00:00 | 09/20/2024 16:00:00 | 272.42 | 272.42 | 224.26 | 0
09/20/2024 17:00:00 | 09/20/2024 17:00:00 | 219.69 | 219.69 | 174.78 | 0
09/20/2024 18:00:00 | 09/20/2024 18:00:00 | 80.73 | 80.73 | 48.83 | 4.61
09/20/2024 19:00:00 | 09/20/2024 19:00:00 | 0.36 | 0.36 | 0 | 36.35
09/20/2024 20:00:00 | 09/20/2024 20:00:00 | 0 | 0 | 0 | 36.87
09/20/2024 21:00:00 | 09/20/2024 21:00:00 | 0 | 0 | 0 | 36.86
09/20/2024 22:00:00 | 09/20/2024 22:00:00 | 0 | 0 | 0 | 34.82
09/20/2024 23:00:00 | 09/20/2024 23:00:00 | 0 | 0 | 0 | 33.79
09/21/2024 00:00:00 | 09/21/2024 00:00:00 | 0 | 0 | 0 | 33.28
09/21/2024 01:00:00 | 09/21/2024 01:00:00 | 0 | 0 | 0 | 33.28
09/21/2024 02:00:00 | 09/21/2024 02:00:00 | 0 | 0 | 0 | 33.79
09/21/2024 03:00:00 | 09/21/2024 03:00:00 | 0 | 0 | 0 | 33.28
09/21/2024 04:00:00 | 09/21/2024 04:00:00 | 0 | 0 | 0 | 33.28
09/21/2024 05:00:00 | 09/21/2024 05:00:00 | 0 | 0 | 0 | 33.28
09/21/2024 06:00:00 | 09/21/2024 06:00:00 | 0.88 | 0.88 | 0 | 31.23
09/21/2024 07:00:00 | 09/21/2024 07:00:00 | 69.09 | 69.09 | 40.26 | 3.59
09/21/2024 08:00:00 | 09/21/2024 08:00:00 | 223.46 | 223.46 | 181.57 | 0
09/21/2024 09:00:00 | 09/21/2024 09:00:00 | 372.21 | 372.21 | 319.81 | 0
09/21/2024 10:00:00 | 09/21/2024 10:00:00 | 525.52 | 525.52 | 460.22 | 0
09/21/2024 11:00:00 | 09/21/2024 11:00:00 | 635.88 | 635.88 | 562.94 | 0
09/21/2024 12:00:00 | 09/21/2024 12:00:00 | 619.36 | 619.36 | 546.95 | 0
09/21/2024 13:00:00 | 09/21/2024 13:00:00 | 718.01 | 718.01 | 638.72 | 0
09/21/2024 14:00:00 | 09/21/2024 14:00:00 | 650.77 | 650.77 | 576.7 | 0
09/21/2024 15:00:00 | 09/21/2024 15:00:00 | 537.13 | 537.13 | 471.04 | 0
09/21/2024 16:00:00 | 09/21/2024 16:00:00 | 376.12 | 376.12 | 322.24 | 0
09/21/2024 17:00:00 | 09/21/2024 17:00:00 | 196.79 | 196.79 | 154.56 | 0
09/21/2024 18:00:00 | 09/21/2024 18:00:00 | 48.18 | 48.18 | 20.23 | 5.12
09/21/2024 19:00:00 | 09/21/2024 19:00:00 | 0.71 | 0.71 | 0 | 35.84
09/21/2024 20:00:00 | 09/21/2024 20:00:00 | 0 | 0 | 0 | 35.84
09/21/2024 21:00:00 | 09/21/2024 21:00:00 | 0 | 0 | 0 | 36.35
09/21/2024 22:00:00 | 09/21/2024 22:00:00 | 0 | 0 | 0 | 34.3
09/21/2024 23:00:00 | 09/21/2024 23:00:00 | 0 | 0 | 0 | 33.28
09/22/2024 00:00:00 | 09/22/2024 00:00:00 | 0 | 0 | 0 | 33.28
09/22/2024 01:00:00 | 09/22/2024 01:00:00 | 0 | 0 | 0 | 33.28
09/22/2024 02:00:00 | 09/22/2024 02:00:00 | 0 | 0 | 0 | 32.77
09/22/2024 03:00:00 | 09/22/2024 03:00:00 | 0 | 0 | 0 | 32.77
09/22/2024 04:00:00 | 09/22/2024 04:00:00 | 0 | 0 | 0 | 33.28
09/22/2024 05:00:00 | 09/22/2024 05:00:00 | 0 | 0 | 0 | 32.77
09/22/2024 06:00:00 | 09/22/2024 06:00:00 | 1.1 | 1.1 | 0 | 31.74
09/22/2024 07:00:00 | 09/22/2024 07:00:00 | 75.63 | 75.63 | 45.5 | 2.56
09/22/2024 08:00:00 | 09/22/2024 08:00:00 | 225.28 | 225.28 | 183.1 | 0
09/22/2024 09:00:00 | 09/22/2024 09:00:00 | 368.09 | 368.09 | 316.1 | 0
09/22/2024 10:00:00 | 09/22/2024 10:00:00 | 485.89 | 485.89 | 424.19 | 0
09/22/2024 11:00:00 | 09/22/2024 11:00:00 | 605.74 | 605.74 | 535.17 | 0
09/22/2024 12:00:00 | 09/22/2024 12:00:00 | 685.17 | 685.17 | 608.38 | 0
09/22/2024 13:00:00 | 09/22/2024 13:00:00 | 608.58 | 608.58 | 537.48 | 0
09/22/2024 14:00:00 | 09/22/2024 14:00:00 | 396.49 | 396.49 | 340.16 | 0
09/22/2024 15:00:00 | 09/22/2024 15:00:00 | 300.05 | 300.05 | 252.09 | 0
09/22/2024 16:00:00 | 09/22/2024 16:00:00 | 294.01 | 294.01 | 246.27 | 0
09/22/2024 17:00:00 | 09/22/2024 17:00:00 | 140.56 | 140.56 | 103.3 | 0
09/22/2024 18:00:00 | 09/22/2024 18:00:00 | 46.04 | 46.04 | 18.75 | 4.61
09/22/2024 19:00:00 | 09/22/2024 19:00:00 | 0.51 | 0.51 | 0 | 32.77
09/22/2024 20:00:00 | 09/22/2024 20:00:00 | 0 | 0 | 0 | 33.28
09/22/2024 21:00:00 | 09/22/2024 21:00:00 | 0 | 0 | 0 | 33.79
09/22/2024 22:00:00 | 09/22/2024 22:00:00 | 0 | 0 | 0 | 32.77
09/22/2024 23:00:00 | 09/22/2024 23:00:00 | 0 | 0 | 0 | 33.79
09/23/2024 00:00:00 | 09/23/2024 00:00:00 | 0 | 0 | 0 | 32.77
09/23/2024 01:00:00 | 09/23/2024 01:00:00 | 0 | 0 | 0 | 33.28
09/23/2024 02:00:00 | 09/23/2024 02:00:00 | 0 | 0 | 0 | 32.77
09/23/2024 03:00:00 | 09/23/2024 03:00:00 | 0 | 0 | 0 | 33.28
09/23/2024 04:00:00 | 09/23/2024 04:00:00 | 0 | 0 | 0 | 32.76
09/23/2024 05:00:00 | 09/23/2024 05:00:00 | 0 | 0 | 0 | 33.28
09/23/2024 06:00:00 | 09/23/2024 06:00:00 | 0.56 | 0.56 | 0 | 33.28
09/23/2024 07:00:00 | 09/23/2024 07:00:00 | 61.37 | 61.37 | 17.03 | 19.97
09/23/2024 08:00:00 | 09/23/2024 08:00:00 | 200.79 | 200.79 | 120.7 | 0
09/23/2024 09:00:00 | 09/23/2024 09:00:00 | 260.02 | 260.02 | 177.09 | 0
09/23/2024 10:00:00 | 09/23/2024 10:00:00 | 486.46 | 486.46 | 389.69 | 0
09/23/2024 11:00:00 | 09/23/2024 11:00:00 | 628.91 | 628.91 | 519.11 | 0
09/23/2024 12:00:00 | 09/23/2024 12:00:00 | 643.04 | 643.04 | 534.78 | 0
09/23/2024 13:00:00 | 09/23/2024 13:00:00 | 603.13 | 603.13 | 497.67 | 0
09/23/2024 14:00:00 | 09/23/2024 14:00:00 | 311.98 | 311.98 | 224.96 | 0
09/23/2024 15:00:00 | 09/23/2024 15:00:00 | 239.2 | 239.2 | 163.71 | 0
09/23/2024 16:00:00 | 09/23/2024 16:00:00 | 180.61 | 180.61 | 138.62 | 0
09/23/2024 17:00:00 | 09/23/2024 17:00:00 | 90.41 | 90.41 | 53.7 | 0
09/23/2024 18:00:00 | 09/23/2024 18:00:00 | 14.74 | 14.74 | 2.24 | 21.51
09/23/2024 19:00:00 | 09/23/2024 19:00:00 | 0 | 0 | 0 | 35.84
09/23/2024 20:00:00 | 09/23/2024 20:00:00 | 0 | 0 | 0 | 35.32
09/23/2024 21:00:00 | 09/23/2024 21:00:00 | 0 | 0 | 0 | 35.84
09/23/2024 22:00:00 | 09/23/2024 22:00:00 | 0 | 0 | 0 | 35.33
09/23/2024 23:00:00 | 09/23/2024 23:00:00 | 0 | 0 | 0 | 34.31
09/24/2024 00:00:00 | 09/24/2024 00:00:00 | 0 | 0 | 0 | 34.3
09/24/2024 01:00:00 | 09/24/2024 01:00:00 | 0 | 0 | 0 | 33.79
09/24/2024 02:00:00 | 09/24/2024 02:00:00 | 0 | 0 | 0 | 33.79
09/24/2024 03:00:00 | 09/24/2024 03:00:00 | 0 | 0 | 0 | 33.8
09/24/2024 04:00:00 | 09/24/2024 04:00:00 | 0 | 0 | 0 | 33.28
09/24/2024 05:00:00 | 09/24/2024 05:00:00 | 0 | 0 | 0 | 32.76
09/24/2024 06:00:00 | 09/24/2024 06:00:00 | 0 | 0 | 0 | 33.8
09/24/2024 07:00:00 | 09/24/2024 07:00:00 | 13.86 | 13.86 | 0.13 | 43
09/24/2024 08:00:00 | 09/24/2024 08:00:00 | 23.91 | 23.91 | 0 | 55.3
09/24/2024 09:00:00 | 09/24/2024 09:00:00 | 195.29 | 195.29 | 108.09 | 2.56
09/24/2024 10:00:00 | 09/24/2024 10:00:00 | 398.69 | 398.69 | 297.54 | 0
09/24/2024 11:00:00 | 09/24/2024 11:00:00 | 332.23 | 332.23 | 235.01 | 0
09/24/2024 12:00:00 | 09/24/2024 12:00:00 | 437.19 | 437.19 | 331.71 | 0
09/24/2024 13:00:00 | 09/24/2024 13:00:00 | 374.36 | 374.36 | 274.49 | 0
09/24/2024 14:00:00 | 09/24/2024 14:00:00 | 536.54 | 536.54 | 426.5 | 0
09/24/2024 15:00:00 | 09/24/2024 15:00:00 | 385.81 | 385.81 | 285.95 | 0
09/24/2024 16:00:00 | 09/24/2024 16:00:00 | 291.12 | 291.12 | 234.88 | 0
09/24/2024 17:00:00 | 09/24/2024 17:00:00 | 49.54 | 49.54 | 14.08 | 0.51
09/24/2024 18:00:00 | 09/24/2024 18:00:00 | 15.5 | 15.5 | 0 | 19.46
09/24/2024 19:00:00 | 09/24/2024 19:00:00 | 0.03 | 0.03 | 0 | 36.86
09/24/2024 20:00:00 | 09/24/2024 20:00:00 | 0 | 0 | 0 | 37.89
09/24/2024 21:00:00 | 09/24/2024 21:00:00 | 0 | 0 | 0 | 36.35
09/24/2024 22:00:00 | 09/24/2024 22:00:00 | 0 | 0 | 0 | 35.84
09/24/2024 23:00:00 | 09/24/2024 23:00:00 | 0 | 0 | 0 | 33.79
09/25/2024 00:00:00 | 09/25/2024 00:00:00 | 0 | 0 | 0 | 33.8
09/25/2024 01:00:00 | 09/25/2024 01:00:00 | 0 | 0 | 0 | 33.79
09/25/2024 02:00:00 | 09/25/2024 02:00:00 | 0 | 0 | 0 | 34.3
09/25/2024 03:00:00 | 09/25/2024 03:00:00 | 0 | 0 | 0 | 34.31
09/25/2024 04:00:00 | 09/25/2024 04:00:00 | 0 | 0 | 0 | 34.3
09/25/2024 05:00:00 | 09/25/2024 05:00:00 | 0 | 0 | 0 | 34.3
09/25/2024 06:00:00 | 09/25/2024 06:00:00 | 0.22 | 0.22 | 0 | 34.31
09/25/2024 07:00:00 | 09/25/2024 07:00:00 | 37.99 | 37.99 | 0.13 | 36.86
09/25/2024 08:00:00 | 09/25/2024 08:00:00 | 184.5 | 184.5 | 105.02 | 5.12
09/25/2024 09:00:00 | 09/25/2024 09:00:00 | 348.22 | 348.22 | 251.27 | 0
09/25/2024 10:00:00 | 09/25/2024 10:00:00 | 496.89 | 496.89 | 387.65 | 0
09/25/2024 11:00:00 | 09/25/2024 11:00:00 | 467.14 | 467.14 | 358.72 | 0.51
09/25/2024 12:00:00 | 09/25/2024 12:00:00 | 228.11 | 228.11 | 136.12 | 0.52
09/25/2024 13:00:00 | 09/25/2024 13:00:00 | 587.99 | 587.99 | 469.32 | 0
09/25/2024 14:00:00 | 09/25/2024 14:00:00 | 673.65 | 673.65 | 550.65 | 0
09/25/2024 15:00:00 | 09/25/2024 15:00:00 | 494.33 | 494.33 | 385.99 | 0
09/25/2024 16:00:00 | 09/25/2024 16:00:00 | 264.61 | 264.61 | 212.92 | 0
09/25/2024 17:00:00 | 09/25/2024 17:00:00 | 136.58 | 136.58 | 92.1 | 0
09/25/2024 18:00:00 | 09/25/2024 18:00:00 | 40.77 | 40.77 | 16.64 | 12.8
09/25/2024 19:00:00 | 09/25/2024 19:00:00 | 0.01 | 0.01 | 0 | 38.91
09/25/2024 20:00:00 | 09/25/2024 20:00:00 | 0 | 0 | 0 | 37.89
09/25/2024 21:00:00 | 09/25/2024 21:00:00 | 0 | 0 | 0 | 38.91
09/25/2024 22:00:00 | 09/25/2024 22:00:00 | 0 | 0 | 0 | 37.89
09/25/2024 23:00:00 | 09/25/2024 23:00:00 | 0 | 0 | 0 | 33.28
09/26/2024 00:00:00 | 09/26/2024 00:00:00 | 0 | 0 | 0 | 34.81
09/26/2024 01:00:00 | 09/26/2024 01:00:00 | 0 | 0 | 0 | 35.33
09/26/2024 02:00:00 | 09/26/2024 02:00:00 | 0 | 0 | 0 | 35.33
09/26/2024 03:00:00 | 09/26/2024 03:00:00 | 0 | 0 | 0 | 34.81
09/26/2024 04:00:00 | 09/26/2024 04:00:00 | 0 | 0 | 0 | 36.36
09/26/2024 05:00:00 | 09/26/2024 05:00:00 | 0 | 0 | 0 | 35.32
09/26/2024 06:00:00 | 09/26/2024 06:00:00 | 0 | 0 | 0 | 36.36
09/26/2024 07:00:00 | 09/26/2024 07:00:00 | 18.61 | 18.61 | 0 | 58.88
09/26/2024 08:00:00 | 09/26/2024 08:00:00 | 39.2 | 39.2 | 0 | 44.03
09/26/2024 09:00:00 | 09/26/2024 09:00:00 | 106.15 | 106.15 | 20.86 | 3.07
09/26/2024 10:00:00 | 09/26/2024 10:00:00 | 143.21 | 143.21 | 57.86 | 4.61
09/26/2024 11:00:00 | 09/26/2024 11:00:00 | 117.04 | 117.04 | 33.86 | 9.73
09/26/2024 12:00:00 | 09/26/2024 12:00:00 | 177.5 | 177.5 | 88.51 | 0
09/26/2024 13:00:00 | 09/26/2024 13:00:00 | 186.09 | 186.09 | 90.81 | 1.02
09/26/2024 14:00:00 | 09/26/2024 14:00:00 | 169.31 | 169.31 | 76.87 | 0
09/26/2024 15:00:00 | 09/26/2024 15:00:00 | 114.37 | 114.37 | 41.28 | 7.68
09/26/2024 16:00:00 | 09/26/2024 16:00:00 | 18.55 | 18.55 | 0.64 | 16.9
09/26/2024 17:00:00 | 09/26/2024 17:00:00 | 10.13 | 10.13 | 0 | 26.11
09/26/2024 18:00:00 | 09/26/2024 18:00:00 | 1.11 | 1.11 | 0 | 36.35
09/26/2024 19:00:00 | 09/26/2024 19:00:00 | 0 | 0 | 0 | 38.91
09/26/2024 20:00:00 | 09/26/2024 20:00:00 | 0 | 0 | 0 | 39.43
09/26/2024 21:00:00 | 09/26/2024 21:00:00 | 0 | 0 | 0 | 40.44
09/26/2024 22:00:00 | 09/26/2024 22:00:00 | 0 | 0 | 0 | 39.94
09/26/2024 23:00:00 | 09/26/2024 23:00:00 | 0 | 0 | 0 | 36.86
09/27/2024 00:00:00 | 09/27/2024 00:00:00 | 0 | 0 | 0 | 36.87
09/27/2024 01:00:00 | 09/27/2024 01:00:00 | 0 | 0 | 0 | 34.81
09/27/2024 02:00:00 | 09/27/2024 02:00:00 | 0 | 0 | 0 | 36.36
09/27/2024 03:00:00 | 09/27/2024 03:00:00 | 0 | 0 | 0 | 35.32
09/27/2024 04:00:00 | 09/27/2024 04:00:00 | 0 | 0 | 0 | 36.36
09/27/2024 05:00:00 | 09/27/2024 05:00:00 | 0 | 0 | 0 | 35.84
09/27/2024 06:00:00 | 09/27/2024 06:00:00 | 0 | 0 | 0 | 34.81
09/27/2024 07:00:00 | 09/27/2024 07:00:00 | 2.21 | 2.21 | 0 | 59.91
09/27/2024 08:00:00 | 09/27/2024 08:00:00 | 8.87 | 8.87 | 0 | 62.46
09/27/2024 09:00:00 | 09/27/2024 09:00:00 | 15.61 | 15.61 | 0 | 58.37
09/27/2024 10:00:00 | 09/27/2024 10:00:00 | 25.5 | 25.5 | 0 | 53.76
09/27/2024 11:00:00 | 09/27/2024 11:00:00 | 81.29 | 81.29 | 13.25 | 11.77
09/27/2024 12:00:00 | 09/27/2024 12:00:00 | 147.1 | 147.1 | 70.27 | 8.2
09/27/2024 13:00:00 | 09/27/2024 13:00:00 | 197.83 | 197.83 | 109.69 | 0
09/27/2024 14:00:00 | 09/27/2024 14:00:00 | 271.72 | 271.72 | 179.46 | 0
09/27/2024 15:00:00 | 09/27/2024 15:00:00 | 175.87 | 175.87 | 88.77 | 0
09/27/2024 16:00:00 | 09/27/2024 16:00:00 | 123.38 | 123.38 | 51.65 | 3.58
09/27/2024 17:00:00 | 09/27/2024 17:00:00 | 42.08 | 42.08 | 2.11 | 31.74
09/27/2024 18:00:00 | 09/27/2024 18:00:00 | 15.29 | 15.29 | 0 | 55.81
09/27/2024 19:00:00 | 09/27/2024 19:00:00 | 0 | 0 | 0 | 72.71
09/27/2024 20:00:00 | 09/27/2024 20:00:00 | 0 | 0 | 0 | 67.07
09/27/2024 21:00:00 | 09/27/2024 21:00:00 | 0 | 0 | 0 | 68.61
09/27/2024 22:00:00 | 09/27/2024 22:00:00 | 0 | 0 | 0 | 73.21
09/27/2024 23:00:00 | 09/27/2024 23:00:00 | 0 | 0 | 0 | 67.59
09/28/2024 00:00:00 | 09/28/2024 00:00:00 | 0 | 0 | 0 | 66.04
09/28/2024 01:00:00 | 09/28/2024 01:00:00 | 0 | 0 | 0 | 65.54
09/28/2024 02:00:00 | 09/28/2024 02:00:00 | 0 | 0 | 0 | 65.02
09/28/2024 03:00:00 | 09/28/2024 03:00:00 | 0 | 0 | 0 | 65.54
09/28/2024 04:00:00 | 09/28/2024 04:00:00 | 0 | 0 | 0 | 65.54
09/28/2024 05:00:00 | 09/28/2024 05:00:00 | 0 | 0 | 0 | 65.02
09/28/2024 06:00:00 | 09/28/2024 06:00:00 | 0.04 | 0.04 | 0 | 64.51
09/28/2024 07:00:00 | 09/28/2024 07:00:00 | 40.02 | 40.02 | 12.67 | 35.84
09/28/2024 08:00:00 | 09/28/2024 08:00:00 | 208.81 | 208.81 | 134.91 | 0
09/28/2024 09:00:00 | 09/28/2024 09:00:00 | 343.96 | 343.96 | 256.13 | 0
09/28/2024 10:00:00 | 09/28/2024 10:00:00 | 506.79 | 506.79 | 407.68 | 0
09/28/2024 11:00:00 | 09/28/2024 11:00:00 | 503.17 | 503.17 | 401.41 | 0
09/28/2024 12:00:00 | 09/28/2024 12:00:00 | 244.09 | 244.09 | 160.25 | 0
09/28/2024 13:00:00 | 09/28/2024 13:00:00 | 238.65 | 238.65 | 155.91 | 0
09/28/2024 14:00:00 | 09/28/2024 14:00:00 | 651.61 | 651.61 | 540.29 | 0
09/28/2024 15:00:00 | 09/28/2024 15:00:00 | 417.39 | 417.39 | 325.24 | 0
09/28/2024 16:00:00 | 09/28/2024 16:00:00 | 361.38 | 361.38 | 273.99 | 0
09/28/2024 17:00:00 | 09/28/2024 17:00:00 | 49.34 | 49.34 | 10.24 | 29.19
09/28/2024 18:00:00 | 09/28/2024 18:00:00 | 10.26 | 10.26 | 0 | 58.36
09/28/2024 19:00:00 | 09/28/2024 19:00:00 | 0 | 0 | 0 | 71.17
09/28/2024 20:00:00 | 09/28/2024 20:00:00 | 0 | 0 | 0 | 72.71
09/28/2024 21:00:00 | 09/28/2024 21:00:00 | 0 | 0 | 0 | 70.65
09/28/2024 22:00:00 | 09/28/2024 22:00:00 | 0 | 0 | 0 | 68.1
09/28/2024 23:00:00 | 09/28/2024 23:00:00 | 0 | 0 | 0 | 68.09
09/29/2024 00:00:00 | 09/29/2024 00:00:00 | 0 | 0 | 0 | 68.61
09/29/2024 01:00:00 | 09/29/2024 01:00:00 | 0 | 0 | 0 | 68.61
09/29/2024 02:00:00 | 09/29/2024 02:00:00 | 0 | 0 | 0 | 69.63
09/29/2024 03:00:00 | 09/29/2024 03:00:00 | 0 | 0 | 0 | 68.61
09/29/2024 04:00:00 | 09/29/2024 04:00:00 | 0 | 0 | 0 | 69.63
09/29/2024 05:00:00 | 09/29/2024 05:00:00 | 0 | 0 | 0 | 69.12
09/29/2024 06:00:00 | 09/29/2024 06:00:00 | 0.1 | 0.1 | 0 | 68.61
09/29/2024 07:00:00 | 09/29/2024 07:00:00 | 34.93 | 34.93 | 8.25 | 39.42
09/29/2024 08:00:00 | 09/29/2024 08:00:00 | 224.26 | 224.26 | 147.01 | 0
09/29/2024 09:00:00 | 09/29/2024 09:00:00 | 362.83 | 362.83 | 275.14 | 0
09/29/2024 10:00:00 | 09/29/2024 10:00:00 | 508.38 | 508.38 | 409.98 | 0
09/29/2024 11:00:00 | 09/29/2024 11:00:00 | 618.03 | 618.03 | 511.49 | 0
09/29/2024 12:00:00 | 09/29/2024 12:00:00 | 683.98 | 683.98 | 572.48 | 0
09/29/2024 13:00:00 | 09/29/2024 13:00:00 | 696.47 | 696.47 | 585.66 | 0
09/29/2024 14:00:00 | 09/29/2024 14:00:00 | 643.51 | 643.51 | 537.16 | 0
09/29/2024 15:00:00 | 09/29/2024 15:00:00 | 521.14 | 521.14 | 425.34 | 0
09/29/2024 16:00:00 | 09/29/2024 16:00:00 | 362.99 | 362.99 | 276.99 | 0
09/29/2024 17:00:00 | 09/29/2024 17:00:00 | 181.35 | 181.35 | 107.65 | 0
09/29/2024 18:00:00 | 09/29/2024 18:00:00 | 23.73 | 23.73 | 1.15 | 42.5
09/29/2024 19:00:00 | 09/29/2024 19:00:00 | 0 | 0 | 0 | 67.07
09/29/2024 20:00:00 | 09/29/2024 20:00:00 | 0 | 0 | 0 | 67.59
09/29/2024 21:00:00 | 09/29/2024 21:00:00 | 0 | 0 | 0 | 67.58
09/29/2024 22:00:00 | 09/29/2024 22:00:00 | 0 | 0 | 0 | 67.58
09/29/2024 23:00:00 | 09/29/2024 23:00:00 | 0 | 0 | 0 | 67.08
09/30/2024 00:00:00 | 09/30/2024 00:00:00 | 0 | 0 | 0 | 67.58
09/30/2024 01:00:00 | 09/30/2024 01:00:00 | 0 | 0 | 0 | 67.58
09/30/2024 02:00:00 | 09/30/2024 02:00:00 | 0 | 0 | 0 | 69.12
09/30/2024 03:00:00 | 09/30/2024 03:00:00 | 0 | 0 | 0 | 68.61
09/30/2024 04:00:00 | 09/30/2024 04:00:00 | 0 | 0 | 0 | 68.61
09/30/2024 05:00:00 | 09/30/2024 05:00:00 | 0 | 0 | 0 | 68.1
09/30/2024 06:00:00 | 09/30/2024 06:00:00 | 0.08 | 0.08 | 0 | 69.12
09/30/2024 07:00:00 | 09/30/2024 07:00:00 | 18.93 | 18.93 | 0 | 62.46
09/30/2024 08:00:00 | 09/30/2024 08:00:00 | 115.86 | 115.86 | 40.07 | 16.9
09/30/2024 09:00:00 | 09/30/2024 09:00:00 | 327.8 | 327.8 | 224.83 | 0
09/30/2024 10:00:00 | 09/30/2024 10:00:00 | 417.3 | 417.3 | 298.24 | 0
09/30/2024 11:00:00 | 09/30/2024 11:00:00 | 446.73 | 446.73 | 325.69 | 0
09/30/2024 12:00:00 | 09/30/2024 12:00:00 | 456.26 | 456.26 | 337.99 | 0
09/30/2024 13:00:00 | 09/30/2024 13:00:00 | 467.56 | 467.56 | 350.33 | 0
09/30/2024 14:00:00 | 09/30/2024 14:00:00 | 611.61 | 611.61 | 479.49 | 0
09/30/2024 15:00:00 | 09/30/2024 15:00:00 | 497.16 | 497.16 | 334.15 | 0
09/30/2024 16:00:00 | 09/30/2024 16:00:00 | 349.42 | 349.42 | 203.84 | 0
09/30/2024 17:00:00 | 09/30/2024 17:00:00 | 184.34 | 184.34 | 57.28 | 8.7
09/30/2024 18:00:00 | 09/30/2024 18:00:00 | 22.76 | 22.76 | 0 | 104.45
09/30/2024 19:00:00 | 09/30/2024 19:00:00 | 0 | 0 | 0 | 133.12
09/30/2024 20:00:00 | 09/30/2024 20:00:00 | 0 | 0 | 0 | 137.21
09/30/2024 21:00:00 | 09/30/2024 21:00:00 | 0 | 0 | 0 | 137.73
09/30/2024 22:00:00 | 09/30/2024 22:00:00 | 0 | 0 | 0 | 135.68
09/30/2024 23:00:00 | 09/30/2024 23:00:00 | 0 | 0 | 0 | 140.29
2024-01-10 | 45301 | 0 | 0 | 0 | 139.26
2024-01-10 01:00 | 45301.0417 | 0 | 0 | 0 | 139.27
2024-01-10 02:00 | 45301.0833 | 0 | 0 | 0 | 139.26
2024-01-10 03:00 | 45301.125 | 0 | 0 | 0 | 140.8
2024-01-10 04:00 | 45301.1667 | 0 | 0 | 0 | 140.29
2024-01-10 05:00 | 45301.2083 | 0 | 0 | 0 | 138.75
2024-01-10 06:00 | 45301.25 | 0.07 | 0.07 | 0 | 137.73
2024-01-10 07:00 | 45301.2917 | 26.39 | 26.39 | 0 | 126.46
2024-01-10 08:00 | 45301.3333 | 99.72 | 99.72 | 0 | 70.66
2024-01-10 09:00 | 45301.375 | 197.31 | 197.31 | 48.57 | 8.19
2024-01-10 10:00 | 45301.4167 | 290.09 | 290.09 | 123.14 | 2.05
2024-01-10 11:00 | 45301.4583 | 408.89 | 408.89 | 233.34 | 0
2024-01-10 12:00 | 45301.5 | 238.18 | 238.18 | 75.84 | 0.51
2024-01-10 13:00 | 45301.5417 | 124.56 | 124.56 | 12.74 | 52.23
2024-01-10 14:00 | 45301.5833 | 120.91 | 120.91 | 0.83 | 53.76
2024-01-10 15:00 | 45301.625 | 116.38 | 116.38 | 0.77 | 66.04
2024-01-10 16:00 | 45301.6667 | 92.74 | 92.74 | 0 | 137.73
2024-01-10 17:00 | 45301.7083 | 68.11 | 68.11 | 0 | 171.01
2024-01-10 18:00 | 45301.75 | 2.44 | 2.44 | 0 | 301.06
2024-01-10 19:00 | 45301.7917 | 0 | 0 | 0 | 378.36
2024-01-10 20:00 | 45301.8333 | 0 | 0 | 0 | 334.85
2024-01-10 21:00 | 45301.875 | 0 | 0 | 0 | 318.98
2024-01-10 22:00 | 45301.9167 | 0 | 0 | 0 | 316.93
2024-01-10 23:00 | 45301.9583 | 0 | 0 | 0 | 318.46
2024-02-10 | 45332 | 0 | 0 | 0 | 318.46
2024-02-10 01:00 | 45332.0417 | 0 | 0 | 0 | 321.54
2024-02-10 02:00 | 45332.0833 | 0 | 0 | 0 | 320.51
2024-02-10 03:00 | 45332.125 | 0 | 0 | 0 | 321.54
2024-02-10 04:00 | 45332.1667 | 0 | 0 | 0 | 321.53
2024-02-10 05:00 | 45332.2083 | 0 | 0 | 0 | 319.49
2024-02-10 06:00 | 45332.25 | 0 | 0 | 0 | 322.05
2024-02-10 07:00 | 45332.2917 | 0.87 | 0.87 | 0 | 339.97
2024-02-10 08:00 | 45332.3333 | 11.67 | 11.67 | 0 | 329.21
2024-02-10 09:00 | 45332.375 | 16.37 | 16.37 | 0 | 324.1
2024-02-10 10:00 | 45332.4167 | 31.95 | 31.95 | 0 | 288.77
2024-02-10 11:00 | 45332.4583 | 64.46 | 64.46 | 0 | 272.89
2024-02-10 12:00 | 45332.5 | 49.69 | 49.69 | 0 | 298.5
2024-02-10 13:00 | 45332.5417 | 170.22 | 170.22 | 0 | 195.07
2024-02-10 14:00 | 45332.5833 | 40.17 | 40.17 | 0 | 379.91
2024-02-10 15:00 | 45332.625 | 49.14 | 49.14 | 0 | 334.33
2024-02-10 16:00 | 45332.6667 | 45.28 | 45.28 | 0 | 321.54
2024-02-10 17:00 | 45332.7083 | 18.2 | 18.2 | 0 | 446.97
2024-02-10 18:00 | 45332.75 | 9.14 | 9.14 | 0 | 309.76
2024-02-10 19:00 | 45332.7917 | 0 | 0 | 0 | 314.88
2024-02-10 20:00 | 45332.8333 | 0 | 0 | 0 | 302.08
2024-02-10 21:00 | 45332.875 | 0 | 0 | 0 | 299.52
2024-02-10 22:00 | 45332.9167 | 0 | 0 | 0 | 295.94
2024-02-10 23:00 | 45332.9583 | 0 | 0 | 0 | 295.94
2024-03-10 | 45361 | 0 | 0 | 0 | 293.88
2024-03-10 01:00 | 45361.0417 | 0 | 0 | 0 | 298.5
2024-03-10 02:00 | 45361.0833 | 0 | 0 | 0 | 298.5
2024-03-10 03:00 | 45361.125 | 0 | 0 | 0 | 297.47
2024-03-10 04:00 | 45361.1667 | 0 | 0 | 0 | 296.96
2024-03-10 05:00 | 45361.2083 | 0 | 0 | 0 | 305.66
2024-03-10 06:00 | 45361.25 | 0 | 0 | 0 | 462.34
2024-03-10 07:00 | 45361.2917 | 3.26 | 3.26 | 0 | 629.25
2024-03-10 08:00 | 45361.3333 | 23.62 | 23.62 | 0 | 699.39
2024-03-10 09:00 | 45361.375 | 45.81 | 45.81 | 0 | 803.84
2024-03-10 10:00 | 45361.4167 | 69.88 | 69.88 | 0 | 617.98
2024-03-10 11:00 | 45361.4583 | 87.51 | 87.51 | 0 | 452.61
2024-03-10 12:00 | 45361.5 | 81.7 | 81.7 | 0 | 696.83
2024-03-10 13:00 | 45361.5417 | 93.97 | 93.97 | 0 | 781.31
2024-03-10 14:00 | 45361.5833 | 70.09 | 70.09 | 0 | 755.72
2024-03-10 15:00 | 45361.625 | 53.57 | 53.57 | 0 | 542.72
2024-03-10 16:00 | 45361.6667 | 29.15 | 29.15 | 0 | 782.84
2024-03-10 17:00 | 45361.7083 | 7.47 | 7.47 | 0 | 807.94
2024-03-10 18:00 | 45361.75 | 0.25 | 0.25 | 0 | 837.63
2024-03-10 19:00 | 45361.7917 | 0 | 0 | 0 | 761.86
2024-03-10 20:00 | 45361.8333 | 0 | 0 | 0 | 748.03
2024-03-10 21:00 | 45361.875 | 0 | 0 | 0 | 749.57
2024-03-10 22:00 | 45361.9167 | 0 | 0 | 0 | 462.33
2024-03-10 23:00 | 45361.9583 | 0 | 0 | 0 | 470.02
2024-04-10 | 45392 | 0 | 0 | 0 | 469.5
2024-04-10 01:00 | 45392.0417 | 0 | 0 | 0 | 473.6
2024-04-10 02:00 | 45392.0833 | 0 | 0 | 0 | 482.82
2024-04-10 03:00 | 45392.125 | 0 | 0 | 0 | 475.14
2024-04-10 04:00 | 45392.1667 | 0 | 0 | 0 | 467.96
2024-04-10 05:00 | 45392.2083 | 0 | 0 | 0 | 476.16
2024-04-10 06:00 | 45392.25 | 0 | 0 | 0 | 836.1
2024-04-10 07:00 | 45392.2917 | 7.93 | 7.93 | 0 | 836.1
2024-04-10 08:00 | 45392.3333 | 38.31 | 38.31 | 0 | 854.52
2024-04-10 09:00 | 45392.375 | 85.94 | 85.94 | 0 | 821.76
2024-04-10 10:00 | 45392.4167 | 111.2 | 111.2 | 0 | 886.28
2024-04-10 11:00 | 45392.4583 | 134.4 | 134.4 | 0 | 881.66
2024-04-10 12:00 | 45392.5 | 198.15 | 198.15 | 0 | 1022.46
2024-04-10 13:00 | 45392.5417 | 193.77 | 193.77 | 0 | 620.04
2024-04-10 14:00 | 45392.5833 | 132.75 | 132.75 | 0 | 394.75
2024-04-10 15:00 | 45392.625 | 28.65 | 28.65 | 0 | 477.69
2024-04-10 16:00 | 45392.6667 | 18.59 | 18.59 | 0 | 490.5
2024-04-10 17:00 | 45392.7083 | 8.57 | 8.57 | 0 | 516.61
2024-04-10 18:00 | 45392.75 | 9.39 | 9.39 | 0 | 525.82
2024-04-10 19:00 | 45392.7917 | 0 | 0 | 0 | 689.67
2024-04-10 20:00 | 45392.8333 | 0 | 0 | 0 | 717.82
2024-04-10 21:00 | 45392.875 | 0 | 0 | 0 | 796.67
2024-04-10 22:00 | 45392.9167 | 0 | 0 | 0 | 496.13
2024-04-10 23:00 | 45392.9583 | 0 | 0 | 0 | 486.4
2024-05-10 | 45422 | 0 | 0 | 0 | 474.11
2024-05-10 01:00 | 45422.0417 | 0 | 0 | 0 | 482.31
2024-05-10 02:00 | 45422.0833 | 0 | 0 | 0 | 475.64
2024-05-10 03:00 | 45422.125 | 0 | 0 | 0 | 472.58
2024-05-10 04:00 | 45422.1667 | 0 | 0 | 0 | 482.3
2024-05-10 05:00 | 45422.2083 | 0 | 0 | 0 | 472.07
2024-05-10 06:00 | 45422.25 | 0 | 0 | 0 | 743.42
2024-05-10 07:00 | 45422.2917 | 10.82 | 10.82 | 0 | 737.28
2024-05-10 08:00 | 45422.3333 | 64.29 | 64.29 | 0 | 744.96
2024-05-10 09:00 | 45422.375 | 113.48 | 113.48 | 0 | 701.44
2024-05-10 10:00 | 45422.4167 | 168.5 | 168.5 | 0 | 633.35
2024-05-10 11:00 | 45422.4583 | 201.35 | 201.35 | 0 | 550.4
2024-05-10 12:00 | 45422.5 | 199.58 | 199.58 | 0 | 586.75
2024-05-10 13:00 | 45422.5417 | 258.22 | 258.22 | 0 | 409.6
2024-05-10 14:00 | 45422.5833 | 170.52 | 170.52 | 0 | 329.21
2024-05-10 15:00 | 45422.625 | 160.72 | 160.72 | 0 | 324.61
2024-05-10 16:00 | 45422.6667 | 112.6 | 112.6 | 0 | 377.86
2024-05-10 17:00 | 45422.7083 | 81.71 | 81.71 | 0 | 403.45
2024-05-10 18:00 | 45422.75 | 8.57 | 8.57 | 0 | 471.56
2024-05-10 19:00 | 45422.7917 | 0 | 0 | 0 | 488.44
2024-05-10 20:00 | 45422.8333 | 0 | 0 | 0 | 477.19
2024-05-10 21:00 | 45422.875 | 0 | 0 | 0 | 486.91
2024-05-10 22:00 | 45422.9167 | 0 | 0 | 0 | 477.18
2024-05-10 23:00 | 45422.9583 | 0 | 0 | 0 | 484.87
2024-06-10 | 45453 | 0 | 0 | 0 | 480.25
2024-06-10 01:00 | 45453.0417 | 0 | 0 | 0 | 473.6
2024-06-10 02:00 | 45453.0833 | 0 | 0 | 0 | 481.8
2024-06-10 03:00 | 45453.125 | 0 | 0 | 0 | 470.52
2024-06-10 04:00 | 45453.1667 | 0 | 0 | 0 | 477.19
2024-06-10 05:00 | 45453.2083 | 0 | 0 | 0 | 473.09
2024-06-10 06:00 | 45453.25 | 0 | 0 | 0 | 472.06
2024-06-10 07:00 | 45453.2917 | 43.39 | 43.39 | 0 | 427.01
2024-06-10 08:00 | 45453.3333 | 201.17 | 201.17 | 0 | 267.77
2024-06-10 09:00 | 45453.375 | 332.69 | 332.69 | 0 | 154.12
2024-06-10 10:00 | 45453.4167 | 464.55 | 464.55 | 6.53 | 23.04
2024-06-10 11:00 | 45453.4583 | 574.13 | 574.13 | 61.76 | 0
2024-06-10 12:00 | 45453.5 | 640.25 | 640.25 | 136.06 | 0
2024-06-10 13:00 | 45453.5417 | 654.03 | 654.03 | 146.24 | 0
2024-06-10 14:00 | 45453.5833 | 544.79 | 544.79 | 94.78 | 47.61
2024-06-10 15:00 | 45453.625 | 332.99 | 332.99 | 8.58 | 151.55
2024-06-10 16:00 | 45453.6667 | 245.66 | 245.66 | 0 | 227.84
2024-06-10 17:00 | 45453.7083 | 44.43 | 44.43 | 0 | 397.32
2024-06-10 18:00 | 45453.75 | 9.78 | 9.78 | 0 | 455.68
2024-06-10 19:00 | 45453.7917 | 0 | 0 | 0 | 448
2024-06-10 20:00 | 45453.8333 | 0 | 0 | 0 | 445.95
2024-06-10 21:00 | 45453.875 | 0 | 0 | 0 | 453.63
2024-06-10 22:00 | 45453.9167 | 0 | 0 | 0 | 435.2
2024-06-10 23:00 | 45453.9583 | 0 | 0 | 0 | 446.98
2024-07-10 | 45483 | 0 | 0 | 0 | 439.8
2024-07-10 01:00 | 45483.0417 | 0 | 0 | 0 | 440.32
2024-07-10 02:00 | 45483.0833 | 0 | 0 | 0 | 446.47
2024-07-10 03:00 | 45483.125 | 0 | 0 | 0 | 437.25
2024-07-10 04:00 | 45483.1667 | 0 | 0 | 0 | 448
2024-07-10 05:00 | 45483.2083 | 0 | 0 | 0 | 438.78
2024-07-10 06:00 | 45483.25 | 0 | 0 | 0 | 604.16
2024-07-10 07:00 | 45483.2917 | 20.51 | 20.51 | 0 | 1182.72
2024-07-10 08:00 | 45483.3333 | 66.55 | 66.55 | 0 | 983.55
2024-07-10 09:00 | 45483.375 | 111.44 | 111.44 | 0 | 736.77
2024-07-10 10:00 | 45483.4167 | 148.87 | 148.87 | 0 | 925.18
2024-07-10 11:00 | 45483.4583 | 146.45 | 146.45 | 0 | 818.69
2024-07-10 12:00 | 45483.5 | 184.25 | 184.25 | 0 | 980.48
2024-07-10 13:00 | 45483.5417 | 195.45 | 195.45 | 0 | 650.24
2024-07-10 14:00 | 45483.5833 | 137.44 | 137.44 | 0 | 993.28
2024-07-10 15:00 | 45483.625 | 126.55 | 126.55 | 0 | 765.95
2024-07-10 16:00 | 45483.6667 | 112.66 | 112.66 | 0 | 737.8
2024-07-10 17:00 | 45483.7083 | 30.66 | 30.66 | 0 | 850.43
2024-07-10 18:00 | 45483.75 | 2.24 | 2.24 | 0 | 903.68
2024-07-10 19:00 | 45483.7917 | 0 | 0 | 0 | 893.44
2024-07-10 20:00 | 45483.8333 | 0 | 0 | 0 | 906.75
2024-07-10 21:00 | 45483.875 | 0 | 0 | 0 | 851.46
2024-07-10 22:00 | 45483.9167 | 0 | 0 | 0 | 538.11
2024-07-10 23:00 | 45483.9583 | 0 | 0 | 0 | 549.37
2024-08-10 | 45514 | 0 | 0 | 0 | 543.75
2024-08-10 01:00 | 45514.0417 | 0 | 0 | 0 | 542.21
2024-08-10 02:00 | 45514.0833 | 0 | 0 | 0 | 546.81
2024-08-10 03:00 | 45514.125 | 0 | 0 | 0 | 528.39
2024-08-10 04:00 | 45514.1667 | 0 | 0 | 0 | 829.95
2024-08-10 05:00 | 45514.2083 | 0 | 0 | 0 | 886.27
2024-08-10 06:00 | 45514.25 | 0 | 0 | 0 | 933.89
2024-08-10 07:00 | 45514.2917 | 0.5 | 0.5 | 0 | 1187.84
2024-08-10 08:00 | 45514.3333 | 7.97 | 7.97 | 0 | 960.51
2024-08-10 09:00 | 45514.375 | 23.33 | 23.33 | 0 | 1109.5
2024-08-10 10:00 | 45514.4167 | 47.66 | 47.66 | 0 | 1092.61
2024-08-10 11:00 | 45514.4583 | 105.77 | 105.77 | 0 | 758.27
2024-08-10 12:00 | 45514.5 | 191.75 | 191.75 | 0 | 901.12
2024-08-10 13:00 | 45514.5417 | 113.23 | 113.23 | 0 | 640
2024-08-10 14:00 | 45514.5833 | 53.31 | 53.31 | 0 | 1015.81
2024-08-10 15:00 | 45514.625 | 26.09 | 26.09 | 0 | 825.86
2024-08-10 16:00 | 45514.6667 | 15.87 | 15.87 | 0 | 663.55
2024-08-10 17:00 | 45514.7083 | 3.9 | 3.9 | 0 | 739.33
2024-08-10 18:00 | 45514.75 | 0.15 | 0.15 | 0 | 624.13
2024-08-10 19:00 | 45514.7917 | 0 | 0 | 0 | 900.6
2024-08-10 20:00 | 45514.8333 | 0 | 0 | 0 | 878.6
2024-08-10 21:00 | 45514.875 | 0 | 0 | 0 | 822.78
2024-08-10 22:00 | 45514.9167 | 0 | 0 | 0 | 543.74
2024-08-10 23:00 | 45514.9583 | 0 | 0 | 0 | 536.07
2024-09-10 | 45545 | 0 | 0 | 0 | 538.62
2024-09-10 01:00 | 45545.0417 | 0 | 0 | 0 | 530.43
2024-09-10 02:00 | 45545.0833 | 0 | 0 | 0 | 538.12
2024-09-10 03:00 | 45545.125 | 0 | 0 | 0 | 524.28
2024-09-10 04:00 | 45545.1667 | 0 | 0 | 0 | 523.27
2024-09-10 05:00 | 45545.2083 | 0 | 0 | 0 | 515.58
2024-09-10 06:00 | 45545.25 | 0 | 0 | 0 | 508.42
2024-09-10 07:00 | 45545.2917 | 4.48 | 4.48 | 0 | 945.66
2024-09-10 08:00 | 45545.3333 | 63.33 | 63.33 | 0 | 825.35
2024-09-10 09:00 | 45545.375 | 123 | 123 | 0 | 770.04
2024-09-10 10:00 | 45545.4167 | 314.39 | 314.39 | 0.32 | 589.32
2024-09-10 11:00 | 45545.4583 | 407.44 | 407.44 | 1.09 | 485.37
2024-09-10 12:00 | 45545.5 | 321.9 | 321.9 | 0 | 766.47
2024-09-10 13:00 | 45545.5417 | 517.52 | 517.52 | 22.01 | 202.75
2024-09-10 14:00 | 45545.5833 | 395.04 | 395.04 | 3.65 | 266.24
2024-09-10 15:00 | 45545.625 | 102.89 | 102.89 | 0 | 540.67
2024-09-10 16:00 | 45545.6667 | 40.05 | 40.05 | 0 | 541.18
2024-09-10 17:00 | 45545.7083 | 27.15 | 27.15 | 0 | 633.86
2024-09-10 18:00 | 45545.75 | 1.56 | 1.56 | 0 | 560.13
2024-09-10 19:00 | 45545.7917 | 0 | 0 | 0 | 511.49
2024-09-10 20:00 | 45545.8333 | 0 | 0 | 0 | 594.43
2024-09-10 21:00 | 45545.875 | 0 | 0 | 0 | 670.72
2024-09-10 22:00 | 45545.9167 | 0 | 0 | 0 | 484.35
2024-09-10 23:00 | 45545.9583 | 0 | 0 | 0 | 490.5
2024-10-10 | 45575 | 0 | 0 | 0 | 473.6
2024-10-10 01:00 | 45575.0417 | 0 | 0 | 0 | 470.52
2024-10-10 02:00 | 45575.0833 | 0 | 0 | 0 | 477.7
2024-10-10 03:00 | 45575.125 | 0 | 0 | 0 | 463.87
2024-10-10 04:00 | 45575.1667 | 0 | 0 | 0 | 470.53
2024-10-10 05:00 | 45575.2083 | 0 | 0 | 0 | 463.36
2024-10-10 06:00 | 45575.25 | 0 | 0 | 0 | 687.62
2024-10-10 07:00 | 45575.2917 | 3.31 | 3.31 | 0 | 902.14
2024-10-10 08:00 | 45575.3333 | 40.72 | 40.72 | 0 | 1105.92
2024-10-10 09:00 | 45575.375 | 76.09 | 76.09 | 0 | 1041.41
2024-10-10 10:00 | 45575.4167 | 49.67 | 49.67 | 0 | 1228.8
2024-10-10 11:00 | 45575.4583 | 50.89 | 50.89 | 0 | 1119.23
2024-10-10 12:00 | 45575.5 | 32.56 | 32.56 | 0 | 987.65
2024-10-10 13:00 | 45575.5417 | 34.15 | 34.15 | 0 | 688.64
2024-10-10 14:00 | 45575.5833 | 38.18 | 38.18 | 0 | 1080.83
2024-10-10 15:00 | 45575.625 | 50.09 | 50.09 | 0 | 724.48
2024-10-10 16:00 | 45575.6667 | 62.08 | 62.08 | 0 | 646.14
2024-10-10 17:00 | 45575.7083 | 14.01 | 14.01 | 0 | 862.72
2024-10-10 18:00 | 45575.75 | 13.14 | 13.14 | 0 | 609.28
2024-10-10 19:00 | 45575.7917 | 0 | 0 | 0 | 586.76
2024-10-10 20:00 | 45575.8333 | 0 | 0 | 0 | 660.99
2024-10-10 21:00 | 45575.875 | 0 | 0 | 0 | 774.65
2024-10-10 22:00 | 45575.9167 | 0 | 0 | 0 | 495.62
2024-10-10 23:00 | 45575.9583 | 0 | 0 | 0 | 496.13
2024-11-10 | 45606 | 0 | 0 | 0 | 487.93
2024-11-10 01:00 | 45606.0417 | 0 | 0 | 0 | 476.16
2024-11-10 02:00 | 45606.0833 | 0 | 0 | 0 | 482.82
2024-11-10 03:00 | 45606.125 | 0 | 0 | 0 | 467.97
2024-11-10 04:00 | 45606.1667 | 0 | 0 | 0 | 483.33
2024-11-10 05:00 | 45606.2083 | 0 | 0 | 0 | 475.13
2024-11-10 06:00 | 45606.25 | 0 | 0 | 0 | 758.27
2024-11-10 07:00 | 45606.2917 | 13.67 | 13.67 | 0 | 1161.73
2024-11-10 08:00 | 45606.3333 | 155.7 | 155.7 | 0 | 866.31
2024-11-10 09:00 | 45606.375 | 314.51 | 314.51 | 0 | 933.37
2024-11-10 10:00 | 45606.4167 | 429.7 | 429.7 | 0 | 871.43
2024-11-10 11:00 | 45606.4583 | 533.08 | 533.08 | 0 | 543.74
2024-11-10 12:00 | 45606.5 | 596.28 | 596.28 | 0 | 684.54
2024-11-10 13:00 | 45606.5417 | 599.98 | 599.98 | 0 | 211.97
2024-11-10 14:00 | 45606.5833 | 544.64 | 544.64 | 0 | 354.82
2024-11-10 15:00 | 45606.625 | 392.88 | 392.88 | 0 | 449.02
2024-11-10 16:00 | 45606.6667 | 258.07 | 258.07 | 0 | 617.99
2024-11-10 17:00 | 45606.7083 | 98.62 | 98.62 | 0 | 633.85
2024-11-10 18:00 | 45606.75 | 7.5 | 7.5 | 0 | 838.15
2024-11-10 19:00 | 45606.7917 | 0 | 0 | 0 | 708.6
2024-11-10 20:00 | 45606.8333 | 0 | 0 | 0 | 721.92
2024-11-10 21:00 | 45606.875 | 0 | 0 | 0 | 655.36
2024-11-10 22:00 | 45606.9167 | 0 | 0 | 0 | 531.97
2024-11-10 23:00 | 45606.9583 | 0 | 0 | 0 | 524.8
2024-12-10 | 45636 | 0 | 0 | 0 | 512
2024-12-10 01:00 | 45636.0417 | 0 | 0 | 0 | 512.51
2024-12-10 02:00 | 45636.0833 | 0 | 0 | 0 | 521.22
2024-12-10 03:00 | 45636.125 | 0 | 0 | 0 | 507.9
2024-12-10 04:00 | 45636.1667 | 0 | 0 | 0 | 501.76
2024-12-10 05:00 | 45636.2083 | 0 | 0 | 0 | 500.23
2024-12-10 06:00 | 45636.25 | 0 | 0 | 0 | 548.35
2024-12-10 07:00 | 45636.2917 | 29.17 | 29.17 | 0 | 607.23
2024-12-10 08:00 | 45636.3333 | 177.27 | 177.27 | 0 | 419.84
2024-12-10 09:00 | 45636.375 | 306.19 | 306.19 | 0 | 342.02
2024-12-10 10:00 | 45636.4167 | 428.5 | 428.5 | 0 | 160.25
2024-12-10 11:00 | 45636.4583 | 535.79 | 535.79 | 0.07 | 185.86
2024-12-10 12:00 | 45636.5 | 588.3 | 588.3 | 0.83 | 110.59
2024-12-10 13:00 | 45636.5417 | 571.7 | 571.7 | 9.6 | 34.82
2024-12-10 14:00 | 45636.5833 | 520.47 | 520.47 | 8 | 28.67
2024-12-10 15:00 | 45636.625 | 414.41 | 414.41 | 0 | 121.34
2024-12-10 16:00 | 45636.6667 | 200.49 | 200.49 | 0 | 316.93
2024-12-10 17:00 | 45636.7083 | 91.47 | 91.47 | 0 | 410.11
2024-12-10 18:00 | 45636.75 | 4.2 | 4.2 | 0 | 481.8
2024-12-10 19:00 | 45636.7917 | 0 | 0 | 0 | 475.13
2024-12-10 20:00 | 45636.8333 | 0 | 0 | 0 | 492.55
2024-12-10 21:00 | 45636.875 | 0 | 0 | 0 | 473.08
2024-12-10 22:00 | 45636.9167 | 0 | 0 | 0 | 491.52
2024-12-10 23:00 | 45636.9583 | 0 | 0 | 0 | 483.84
10/13/2024 00:00:00 | 10/13/2024 00:00:00 | 0 | 0 | 0 | 471.56
10/13/2024 01:00:00 | 10/13/2024 01:00:00 | 0 | 0 | 0 | 476.16
10/13/2024 02:00:00 | 10/13/2024 02:00:00 | 0 | 0 | 0 | 487.93
10/13/2024 03:00:00 | 10/13/2024 03:00:00 | 0 | 0 | 0 | 468.99
10/13/2024 04:00:00 | 10/13/2024 04:00:00 | 0 | 0 | 0 | 466.95
10/13/2024 05:00:00 | 10/13/2024 05:00:00 | 0 | 0 | 0 | 484.86
10/13/2024 06:00:00 | 10/13/2024 06:00:00 | 0 | 0 | 0 | 475.65
10/13/2024 07:00:00 | 10/13/2024 07:00:00 | 4.77 | 4.77 | 0 | 466.94
10/13/2024 08:00:00 | 10/13/2024 08:00:00 | 69.19 | 69.19 | 0 | 402.44
10/13/2024 09:00:00 | 10/13/2024 09:00:00 | 88.44 | 88.44 | 0 | 392.7
10/13/2024 10:00:00 | 10/13/2024 10:00:00 | 209.36 | 209.36 | 0 | 281.6
10/13/2024 11:00:00 | 10/13/2024 11:00:00 | 360.12 | 360.12 | 0.89 | 132.1
10/13/2024 12:00:00 | 10/13/2024 12:00:00 | 301.64 | 301.64 | 0 | 187.39
10/13/2024 13:00:00 | 10/13/2024 13:00:00 | 142.4 | 142.4 | 0 | 341.5
10/13/2024 14:00:00 | 10/13/2024 14:00:00 | 162.78 | 162.78 | 0 | 319.49
10/13/2024 15:00:00 | 10/13/2024 15:00:00 | 88.26 | 88.26 | 0 | 376.32
10/13/2024 16:00:00 | 10/13/2024 16:00:00 | 75.23 | 75.23 | 0 | 394.75
10/13/2024 17:00:00 | 10/13/2024 17:00:00 | 16.07 | 16.07 | 0 | 445.44
10/13/2024 18:00:00 | 10/13/2024 18:00:00 | 0.76 | 0.76 | 0 | 471.04
10/13/2024 19:00:00 | 10/13/2024 19:00:00 | 0 | 0 | 0 | 460.29
10/13/2024 20:00:00 | 10/13/2024 20:00:00 | 0 | 0 | 0 | 463.36
10/13/2024 21:00:00 | 10/13/2024 21:00:00 | 0 | 0 | 0 | 462.34
10/13/2024 22:00:00 | 10/13/2024 22:00:00 | 0 | 0 | 0 | 468.99
10/13/2024 23:00:00 | 10/13/2024 23:00:00 | 0 | 0 | 0 | 459.77
10/14/2024 00:00:00 | 10/14/2024 00:00:00 | 0 | 0 | 0 | 460.8
10/14/2024 01:00:00 | 10/14/2024 01:00:00 | 0 | 0 | 0 | 461.83
10/14/2024 02:00:00 | 10/14/2024 02:00:00 | 0 | 0 | 0 | 471.04
10/14/2024 03:00:00 | 10/14/2024 03:00:00 | 0 | 0 | 0 | 459.77
10/14/2024 04:00:00 | 10/14/2024 04:00:00 | 0 | 0 | 0 | 458.76
10/14/2024 05:00:00 | 10/14/2024 05:00:00 | 0 | 0 | 0 | 468.48
10/14/2024 06:00:00 | 10/14/2024 06:00:00 | 0 | 0 | 0 | 644.6
10/14/2024 07:00:00 | 10/14/2024 07:00:00 | 6.45 | 6.45 | 0 | 925.19
10/14/2024 08:00:00 | 10/14/2024 08:00:00 | 23.24 | 23.24 | 0 | 921.09
10/14/2024 09:00:00 | 10/14/2024 09:00:00 | 84.35 | 84.35 | 0 | 761.34
10/14/2024 10:00:00 | 10/14/2024 10:00:00 | 317.51 | 317.51 | 0 | 619.01
10/14/2024 11:00:00 | 10/14/2024 11:00:00 | 161.94 | 161.94 | 0 | 713.73
10/14/2024 12:00:00 | 10/14/2024 12:00:00 | 161.73 | 161.73 | 0 | 903.68
10/14/2024 13:00:00 | 10/14/2024 13:00:00 | 255.1 | 255.1 | 0 | 478.72
10/14/2024 14:00:00 | 10/14/2024 14:00:00 | 210.13 | 210.13 | 0 | 691.2
10/14/2024 15:00:00 | 10/14/2024 15:00:00 | 118.12 | 118.12 | 0 | 636.41
10/14/2024 16:00:00 | 10/14/2024 16:00:00 | 68.04 | 68.04 | 0 | 500.74
10/14/2024 17:00:00 | 10/14/2024 17:00:00 | 37.01 | 37.01 | 0 | 495.1
10/14/2024 18:00:00 | 10/14/2024 18:00:00 | 1.19 | 1.19 | 0 | 648.19
10/14/2024 19:00:00 | 10/14/2024 19:00:00 | 0 | 0 | 0 | 518.15
10/14/2024 20:00:00 | 10/14/2024 20:00:00 | 0 | 0 | 0 | 585.73
10/14/2024 21:00:00 | 10/14/2024 21:00:00 | 0 | 0 | 0 | 626.17
10/14/2024 22:00:00 | 10/14/2024 22:00:00 | 0 | 0 | 0 | 468.99
10/14/2024 23:00:00 | 10/14/2024 23:00:00 | 0 | 0 | 0 | 466.44
10/15/2024 00:00:00 | 10/15/2024 00:00:00 | 0 | 0 | 0 | 467.96
10/15/2024 01:00:00 | 10/15/2024 01:00:00 | 0 | 0 | 0 | 466.95
10/15/2024 02:00:00 | 10/15/2024 02:00:00 | 0 | 0 | 0 | 466.43
10/15/2024 03:00:00 | 10/15/2024 03:00:00 | 0 | 0 | 0 | 464.38
10/15/2024 04:00:00 | 10/15/2024 04:00:00 | 0 | 0 | 0 | 464.9
10/15/2024 05:00:00 | 10/15/2024 05:00:00 | 0 | 0 | 0 | 464.9
10/15/2024 06:00:00 | 10/15/2024 06:00:00 | 0 | 0 | 0 | 612.35
10/15/2024 07:00:00 | 10/15/2024 07:00:00 | 4.18 | 4.18 | 0 | 896.51
10/15/2024 08:00:00 | 10/15/2024 08:00:00 | 45.05 | 45.05 | 0 | 1077.76
10/15/2024 09:00:00 | 10/15/2024 09:00:00 | 96.67 | 96.67 | 0 | 950.27
10/15/2024 10:00:00 | 10/15/2024 10:00:00 | 174.77 | 174.77 | 0 | 868.87
10/15/2024 11:00:00 | 10/15/2024 11:00:00 | 304.44 | 304.44 | 0 | 549.37
10/15/2024 12:00:00 | 10/15/2024 12:00:00 | 327.09 | 327.09 | 0 | 759.81
10/15/2024 13:00:00 | 10/15/2024 13:00:00 | 526.81 | 526.81 | 0 | 353.28
10/15/2024 14:00:00 | 10/15/2024 14:00:00 | 499.52 | 499.52 | 0 | 617.98
10/15/2024 15:00:00 | 10/15/2024 15:00:00 | 411.25 | 411.25 | 0 | 459.78
10/15/2024 16:00:00 | 10/15/2024 16:00:00 | 198.22 | 198.22 | 0 | 718.34
10/15/2024 17:00:00 | 10/15/2024 17:00:00 | 58.4 | 58.4 | 0 | 567.8
10/15/2024 18:00:00 | 10/15/2024 18:00:00 | 1.49 | 1.49 | 0 | 576
10/15/2024 19:00:00 | 10/15/2024 19:00:00 | 0 | 0 | 0 | 761.86
10/15/2024 20:00:00 | 10/15/2024 20:00:00 | 0 | 0 | 0 | 644.1
10/15/2024 21:00:00 | 10/15/2024 21:00:00 | 0 | 0 | 0 | 802.81
10/15/2024 22:00:00 | 10/15/2024 22:00:00 | 0 | 0 | 0 | 500.74
10/15/2024 23:00:00 | 10/15/2024 23:00:00 | 0 | 0 | 0 | 495.61
10/16/2024 00:00:00 | 10/16/2024 00:00:00 | 0 | 0 | 0 | 500.74
10/16/2024 01:00:00 | 10/16/2024 01:00:00 | 0 | 0 | 0 | 500.22
10/16/2024 02:00:00 | 10/16/2024 02:00:00 | 0 | 0 | 0 | 495.11
10/16/2024 03:00:00 | 10/16/2024 03:00:00 | 0 | 0 | 0 | 485.89
10/16/2024 04:00:00 | 10/16/2024 04:00:00 | 0 | 0 | 0 | 473.08
10/16/2024 05:00:00 | 10/16/2024 05:00:00 | 0 | 0 | 0 | 479.24
10/16/2024 06:00:00 | 10/16/2024 06:00:00 | 0 | 0 | 0 | 588.8
10/16/2024 07:00:00 | 10/16/2024 07:00:00 | 18.12 | 18.12 | 0 | 935.93
10/16/2024 08:00:00 | 10/16/2024 08:00:00 | 138.6 | 138.6 | 0 | 1114.63
10/16/2024 09:00:00 | 10/16/2024 09:00:00 | 174.2 | 174.2 | 0 | 970.75
10/16/2024 10:00:00 | 10/16/2024 10:00:00 | 160.21 | 160.21 | 0 | 1117.18
10/16/2024 11:00:00 | 10/16/2024 11:00:00 | 206.93 | 206.93 | 0 | 932.87
10/16/2024 12:00:00 | 10/16/2024 12:00:00 | 381.92 | 381.92 | 0 | 601.6
10/16/2024 13:00:00 | 10/16/2024 13:00:00 | 286.1 | 286.1 | 0 | 664.57
10/16/2024 14:00:00 | 10/16/2024 14:00:00 | 272.75 | 272.75 | 0 | 824.32
10/16/2024 15:00:00 | 10/16/2024 15:00:00 | 120.48 | 120.48 | 0 | 642.56
10/16/2024 16:00:00 | 10/16/2024 16:00:00 | 81.45 | 81.45 | 0 | 603.65
10/16/2024 17:00:00 | 10/16/2024 17:00:00 | 30.15 | 30.15 | 0 | 777.73
10/16/2024 18:00:00 | 10/16/2024 18:00:00 | 0.43 | 0.43 | 0 | 747.01
10/16/2024 19:00:00 | 10/16/2024 19:00:00 | 0 | 0 | 0 | 768
10/16/2024 20:00:00 | 10/16/2024 20:00:00 | 0 | 0 | 0 | 836.09
10/16/2024 21:00:00 | 10/16/2024 21:00:00 | 0 | 0 | 0 | 785.41
10/16/2024 22:00:00 | 10/16/2024 22:00:00 | 0 | 0 | 0 | 576
10/16/2024 23:00:00 | 10/16/2024 23:00:00 | 0 | 0 | 0 | 542.21
10/17/2024 00:00:00 | 10/17/2024 00:00:00 | 0 | 0 | 0 | 539.13
10/17/2024 01:00:00 | 10/17/2024 01:00:00 | 0 | 0 | 0 | 523.78
10/17/2024 02:00:00 | 10/17/2024 02:00:00 | 0 | 0 | 0 | 506.37
10/17/2024 03:00:00 | 10/17/2024 03:00:00 | 0 | 0 | 0 | 496.13
10/17/2024 04:00:00 | 10/17/2024 04:00:00 | 0 | 0 | 0 | 496.64
10/17/2024 05:00:00 | 10/17/2024 05:00:00 | 0 | 0 | 0 | 498.68
10/17/2024 06:00:00 | 10/17/2024 06:00:00 | 0 | 0 | 0 | 668.68
10/17/2024 07:00:00 | 10/17/2024 07:00:00 | 1.08 | 1.08 | 0 | 1044.99
10/17/2024 08:00:00 | 10/17/2024 08:00:00 | 16.54 | 16.54 | 0 | 1086.97
10/17/2024 09:00:00 | 10/17/2024 09:00:00 | 42.06 | 42.06 | 0 | 1017.35
10/17/2024 10:00:00 | 10/17/2024 10:00:00 | 62.41 | 62.41 | 0 | 1087.49
10/17/2024 11:00:00 | 10/17/2024 11:00:00 | 78.9 | 78.9 | 0 | 904.7
10/17/2024 12:00:00 | 10/17/2024 12:00:00 | 123.2 | 123.2 | 0 | 931.84
10/17/2024 13:00:00 | 10/17/2024 13:00:00 | 108.73 | 108.73 | 0 | 947.71
10/17/2024 14:00:00 | 10/17/2024 14:00:00 | 138.57 | 138.57 | 0 | 797.19
10/17/2024 15:00:00 | 10/17/2024 15:00:00 | 131.57 | 131.57 | 0 | 708.6
10/17/2024 16:00:00 | 10/17/2024 16:00:00 | 170.72 | 170.72 | 0 | 631.3
10/17/2024 17:00:00 | 10/17/2024 17:00:00 | 38.09 | 38.09 | 0 | 834.56
10/17/2024 18:00:00 | 10/17/2024 18:00:00 | 0.57 | 0.57 | 0 | 585.22
10/17/2024 19:00:00 | 10/17/2024 19:00:00 | 0 | 0 | 0 | 790.01
10/17/2024 20:00:00 | 10/17/2024 20:00:00 | 0 | 0 | 0 | 911.36
10/17/2024 21:00:00 | 10/17/2024 21:00:00 | 0 | 0 | 0 | 847.36
10/17/2024 22:00:00 | 10/17/2024 22:00:00 | 0 | 0 | 0 | 534.53
10/17/2024 23:00:00 | 10/17/2024 23:00:00 | 0 | 0 | 0 | 532.99
10/18/2024 00:00:00 | 10/18/2024 00:00:00 | 0 | 0 | 0 | 527.36
10/18/2024 01:00:00 | 10/18/2024 01:00:00 | 0 | 0 | 0 | 524.29
10/18/2024 02:00:00 | 10/18/2024 02:00:00 | 0 | 0 | 0 | 503.81
10/18/2024 03:00:00 | 10/18/2024 03:00:00 | 0 | 0 | 0 | 494.08
10/18/2024 04:00:00 | 10/18/2024 04:00:00 | 0 | 0 | 0 | 489.98
10/18/2024 05:00:00 | 10/18/2024 05:00:00 | 0 | 0 | 0 | 499.2
10/18/2024 06:00:00 | 10/18/2024 06:00:00 | 0 | 0 | 0 | 814.08
10/18/2024 07:00:00 | 10/18/2024 07:00:00 | 0.09 | 0.09 | 0 | 927.23
10/18/2024 08:00:00 | 10/18/2024 08:00:00 | 4.3 | 4.3 | 0 | 896
10/18/2024 09:00:00 | 10/18/2024 09:00:00 | 14.22 | 14.22 | 0 | 1037.83
10/18/2024 10:00:00 | 10/18/2024 10:00:00 | 39.86 | 39.86 | 0 | 1018.37
10/18/2024 11:00:00 | 10/18/2024 11:00:00 | 47.25 | 47.25 | 0 | 838.65
10/18/2024 12:00:00 | 10/18/2024 12:00:00 | 115.59 | 115.59 | 0 | 1058.31
10/18/2024 13:00:00 | 10/18/2024 13:00:00 | 217.64 | 217.64 | 0 | 656.89
10/18/2024 14:00:00 | 10/18/2024 14:00:00 | 56.13 | 56.13 | 0 | 1110.53
10/18/2024 15:00:00 | 10/18/2024 15:00:00 | 99.46 | 99.46 | 0 | 743.94
10/18/2024 16:00:00 | 10/18/2024 16:00:00 | 43.32 | 43.32 | 0 | 847.36
10/18/2024 17:00:00 | 10/18/2024 17:00:00 | 11.35 | 11.35 | 0 | 844.28
10/18/2024 18:00:00 | 10/18/2024 18:00:00 | 0.07 | 0.07 | 0 | 753.67
10/18/2024 19:00:00 | 10/18/2024 19:00:00 | 0 | 0 | 0 | 788.48
10/18/2024 20:00:00 | 10/18/2024 20:00:00 | 0 | 0 | 0 | 861.69
10/18/2024 21:00:00 | 10/18/2024 21:00:00 | 0 | 0 | 0 | 789.51
10/18/2024 22:00:00 | 10/18/2024 22:00:00 | 0 | 0 | 0 | 548.86
10/18/2024 23:00:00 | 10/18/2024 23:00:00 | 0 | 0 | 0 | 550.91
10/19/2024 00:00:00 | 10/19/2024 00:00:00 | 0 | 0 | 0 | 544.26
10/19/2024 01:00:00 | 10/19/2024 01:00:00 | 0 | 0 | 0 | 548.86
10/19/2024 02:00:00 | 10/19/2024 02:00:00 | 0 | 0 | 0 | 526.34
10/19/2024 03:00:00 | 10/19/2024 03:00:00 | 0 | 0 | 0 | 527.36
10/19/2024 04:00:00 | 10/19/2024 04:00:00 | 0 | 0 | 0 | 515.58
10/19/2024 05:00:00 | 10/19/2024 05:00:00 | 0 | 0 | 0 | 515.08
10/19/2024 06:00:00 | 10/19/2024 06:00:00 | 0 | 0 | 0 | 808.96
10/19/2024 07:00:00 | 10/19/2024 07:00:00 | 11.58 | 11.58 | 0 | 863.23
10/19/2024 08:00:00 | 10/19/2024 08:00:00 | 63.15 | 63.15 | 0 | 675.84
10/19/2024 09:00:00 | 10/19/2024 09:00:00 | 271.24 | 271.24 | 0 | 549.37
10/19/2024 10:00:00 | 10/19/2024 10:00:00 | 314.71 | 314.71 | 0 | 526.85
10/19/2024 11:00:00 | 10/19/2024 11:00:00 | 153.53 | 153.53 | 0 | 710.15
10/19/2024 12:00:00 | 10/19/2024 12:00:00 | 184.75 | 184.75 | 0 | 500.22
10/19/2024 13:00:00 | 10/19/2024 13:00:00 | 251.14 | 251.14 | 0 | 327.17
10/19/2024 14:00:00 | 10/19/2024 14:00:00 | 237.7 | 237.7 | 0.07 | 341.5
10/19/2024 15:00:00 | 10/19/2024 15:00:00 | 173.27 | 173.27 | 0 | 402.43
10/19/2024 16:00:00 | 10/19/2024 16:00:00 | 61.92 | 61.92 | 0 | 503.3
10/19/2024 17:00:00 | 10/19/2024 17:00:00 | 7.92 | 7.92 | 0 | 553.47
10/19/2024 18:00:00 | 10/19/2024 18:00:00 | 0.04 | 0.04 | 0 | 567.81
10/19/2024 19:00:00 | 10/19/2024 19:00:00 | 0 | 0 | 0 | 546.82
10/19/2024 20:00:00 | 10/19/2024 20:00:00 | 0 | 0 | 0 | 537.08
10/19/2024 21:00:00 | 10/19/2024 21:00:00 | 0 | 0 | 0 | 530.44
10/19/2024 22:00:00 | 10/19/2024 22:00:00 | 0 | 0 | 0 | 510.46
10/19/2024 23:00:00 | 10/19/2024 23:00:00 | 0 | 0 | 0 | 500.74
10/20/2024 00:00:00 | 10/20/2024 00:00:00 | 0 | 0 | 0 | 506.88
10/20/2024 01:00:00 | 10/20/2024 01:00:00 | 0 | 0 | 0 | 503.8
10/20/2024 02:00:00 | 10/20/2024 02:00:00 | 0 | 0 | 0 | 509.44
10/20/2024 03:00:00 | 10/20/2024 03:00:00 | 0 | 0 | 0 | 492.55
10/20/2024 04:00:00 | 10/20/2024 04:00:00 | 0 | 0 | 0 | 488.96
10/20/2024 05:00:00 | 10/20/2024 05:00:00 | 0 | 0 | 0 | 487.42
10/20/2024 06:00:00 | 10/20/2024 06:00:00 | 0 | 0 | 0 | 486.91
10/20/2024 07:00:00 | 10/20/2024 07:00:00 | 8.33 | 8.33 | 0 | 477.19
10/20/2024 08:00:00 | 10/20/2024 08:00:00 | 77.98 | 77.98 | 0 | 408.06
10/20/2024 09:00:00 | 10/20/2024 09:00:00 | 225.82 | 225.82 | 0 | 269.83
10/20/2024 10:00:00 | 10/20/2024 10:00:00 | 367.07 | 367.07 | 0 | 141.82
10/20/2024 11:00:00 | 10/20/2024 11:00:00 | 448.07 | 448.07 | 0 | 70.14
10/20/2024 12:00:00 | 10/20/2024 12:00:00 | 522.16 | 522.16 | 0 | 16.39
10/20/2024 13:00:00 | 10/20/2024 13:00:00 | 522.72 | 522.72 | 0 | 36.86
10/20/2024 14:00:00 | 10/20/2024 14:00:00 | 453.96 | 453.96 | 0 | 102.4
10/20/2024 15:00:00 | 10/20/2024 15:00:00 | 332.15 | 332.15 | 0 | 215.55
10/20/2024 16:00:00 | 10/20/2024 16:00:00 | 173.14 | 173.14 | 0 | 365.06
10/20/2024 17:00:00 | 10/20/2024 17:00:00 | 46.26 | 46.26 | 0 | 484.35
10/20/2024 18:00:00 | 10/20/2024 18:00:00 | 0.81 | 0.81 | 0 | 530.43
10/20/2024 19:00:00 | 10/20/2024 19:00:00 | 0 | 0 | 0 | 529.92
10/20/2024 20:00:00 | 10/20/2024 20:00:00 | 0 | 0 | 0 | 525.83
10/20/2024 21:00:00 | 10/20/2024 21:00:00 | 0 | 0 | 0 | 525.31
10/20/2024 22:00:00 | 10/20/2024 22:00:00 | 0 | 0 | 0 | 523.78
10/20/2024 23:00:00 | 10/20/2024 23:00:00 | 0 | 0 | 0 | 518.14
10/21/2024 00:00:00 | 10/21/2024 00:00:00 | 0 | 0 | 0 | 509.95
10/21/2024 01:00:00 | 10/21/2024 01:00:00 | 0 | 0 | 0 | 508.42
10/21/2024 02:00:00 | 10/21/2024 02:00:00 | 0 | 0 | 0 | 509.95
10/21/2024 03:00:00 | 10/21/2024 03:00:00 | 0 | 0 | 0 | 510.98
10/21/2024 04:00:00 | 10/21/2024 04:00:00 | 0 | 0 | 0 | 509.44
10/21/2024 05:00:00 | 10/21/2024 05:00:00 | 0 | 0 | 0 | 512
10/21/2024 06:00:00 | 10/21/2024 06:00:00 | 0 | 0 | 0 | 579.07
10/21/2024 07:00:00 | 10/21/2024 07:00:00 | 10.06 | 10.06 | 0 | 914.94
10/21/2024 08:00:00 | 10/21/2024 08:00:00 | 117.9 | 117.9 | 0 | 866.82
10/21/2024 09:00:00 | 10/21/2024 09:00:00 | 243.24 | 243.24 | 0 | 842.75
10/21/2024 10:00:00 | 10/21/2024 10:00:00 | 361.91 | 361.91 | 0 | 817.66
10/21/2024 11:00:00 | 10/21/2024 11:00:00 | 444.17 | 444.17 | 0 | 469.51
10/21/2024 12:00:00 | 10/21/2024 12:00:00 | 503.41 | 503.41 | 0 | 567.81
10/21/2024 13:00:00 | 10/21/2024 13:00:00 | 508.21 | 508.21 | 0 | 460.28
10/21/2024 14:00:00 | 10/21/2024 14:00:00 | 444.74 | 444.74 | 0 | 768.52
10/21/2024 15:00:00 | 10/21/2024 15:00:00 | 318.27 | 318.27 | 0 | 571.39
10/21/2024 16:00:00 | 10/21/2024 16:00:00 | 166.56 | 166.56 | 0 | 697.34
10/21/2024 17:00:00 | 10/21/2024 17:00:00 | 47.9 | 47.9 | 0 | 794.11
10/21/2024 18:00:00 | 10/21/2024 18:00:00 | 1.23 | 1.23 | 0 | 864.77
10/21/2024 19:00:00 | 10/21/2024 19:00:00 | 0 | 0 | 0 | 889.86
10/21/2024 20:00:00 | 10/21/2024 20:00:00 | 0 | 0 | 0 | 841.73
10/21/2024 21:00:00 | 10/21/2024 21:00:00 | 0 | 0 | 0 | 850.94
10/21/2024 22:00:00 | 10/21/2024 22:00:00 | 0 | 0 | 0 | 518.14
10/21/2024 23:00:00 | 10/21/2024 23:00:00 | 0 | 0 | 0 | 514.56
10/22/2024 00:00:00 | 10/22/2024 00:00:00 | 0 | 0 | 0 | 509.44
10/22/2024 01:00:00 | 10/22/2024 01:00:00 | 0 | 0 | 0 | 507.91
10/22/2024 02:00:00 | 10/22/2024 02:00:00 | 0 | 0 | 0 | 498.17
10/22/2024 03:00:00 | 10/22/2024 03:00:00 | 0 | 0 | 0 | 495.62
10/22/2024 04:00:00 | 10/22/2024 04:00:00 | 0 | 0 | 0 | 493.57
10/22/2024 05:00:00 | 10/22/2024 05:00:00 | 0 | 0 | 0 | 497.66
10/22/2024 06:00:00 | 10/22/2024 06:00:00 | 0 | 0 | 0 | 742.4
10/22/2024 07:00:00 | 10/22/2024 07:00:00 | 5.02 | 5.02 | 0 | 1159.68
10/22/2024 08:00:00 | 10/22/2024 08:00:00 | 80.06 | 80.06 | 0 | 927.75
10/22/2024 09:00:00 | 10/22/2024 09:00:00 | 109.63 | 109.63 | 0 | 980.99
10/22/2024 10:00:00 | 10/22/2024 10:00:00 | 121.65 | 121.65 | 0 | 891.9
10/22/2024 11:00:00 | 10/22/2024 11:00:00 | 223.77 | 223.77 | 0 | 765.44
10/22/2024 12:00:00 | 10/22/2024 12:00:00 | 320.5 | 320.5 | 0 | 721.41
10/22/2024 13:00:00 | 10/22/2024 13:00:00 | 492.57 | 492.57 | 0 | 382.98
10/22/2024 14:00:00 | 10/22/2024 14:00:00 | 420.67 | 420.67 | 0 | 483.32
10/22/2024 15:00:00 | 10/22/2024 15:00:00 | 320.02 | 320.02 | 0 | 425.48
10/22/2024 16:00:00 | 10/22/2024 16:00:00 | 160.29 | 160.29 | 0 | 669.69
10/22/2024 17:00:00 | 10/22/2024 17:00:00 | 43.86 | 43.86 | 0 | 814.59
10/22/2024 18:00:00 | 10/22/2024 18:00:00 | 0.69 | 0.69 | 0 | 858.12
10/22/2024 19:00:00 | 10/22/2024 19:00:00 | 0 | 0 | 0 | 885.24
10/22/2024 20:00:00 | 10/22/2024 20:00:00 | 0 | 0 | 0 | 913.41
10/22/2024 21:00:00 | 10/22/2024 21:00:00 | 0 | 0 | 0 | 742.4
10/22/2024 22:00:00 | 10/22/2024 22:00:00 | 0 | 0 | 0 | 556.03
10/22/2024 23:00:00 | 10/22/2024 23:00:00 | 0 | 0 | 0 | 555.01
10/23/2024 00:00:00 | 10/23/2024 00:00:00 | 0 | 0 | 0 | 550.4
10/23/2024 01:00:00 | 10/23/2024 01:00:00 | 0 | 0 | 0 | 551.43
10/23/2024 02:00:00 | 10/23/2024 02:00:00 | 0 | 0 | 0 | 552.96
10/23/2024 03:00:00 | 10/23/2024 03:00:00 | 0 | 0 | 0 | 537.08
10/23/2024 04:00:00 | 10/23/2024 04:00:00 | 0 | 0 | 0 | 536.07
10/23/2024 05:00:00 | 10/23/2024 05:00:00 | 0 | 0 | 0 | 535.55
10/23/2024 06:00:00 | 10/23/2024 06:00:00 | 0 | 0 | 0 | 544.26
10/23/2024 07:00:00 | 10/23/2024 07:00:00 | 2.24 | 2.24 | 0 | 577.53
10/23/2024 08:00:00 | 10/23/2024 08:00:00 | 28.58 | 28.58 | 0 | 560.64
10/23/2024 09:00:00 | 10/23/2024 09:00:00 | 90.9 | 90.9 | 0 | 475.14
10/23/2024 10:00:00 | 10/23/2024 10:00:00 | 143.05 | 143.05 | 0 | 423.42
10/23/2024 11:00:00 | 10/23/2024 11:00:00 | 129.6 | 129.6 | 0 | 436.74
10/23/2024 12:00:00 | 10/23/2024 12:00:00 | 109.05 | 109.05 | 0 | 432.64
10/23/2024 13:00:00 | 10/23/2024 13:00:00 | 104.44 | 104.44 | 0 | 480.25
10/23/2024 14:00:00 | 10/23/2024 14:00:00 | 109.23 | 109.23 | 0 | 515.08
10/23/2024 15:00:00 | 10/23/2024 15:00:00 | 84.76 | 84.76 | 0 | 674.81
10/23/2024 16:00:00 | 10/23/2024 16:00:00 | 21.16 | 21.16 | 0 | 774.66
10/23/2024 17:00:00 | 10/23/2024 17:00:00 | 4.25 | 4.25 | 0 | 796.16
10/23/2024 18:00:00 | 10/23/2024 18:00:00 | 0 | 0 | 0 | 884.22
10/23/2024 19:00:00 | 10/23/2024 19:00:00 | 0 | 0 | 0 | 874.5
10/23/2024 20:00:00 | 10/23/2024 20:00:00 | 0 | 0 | 0 | 851.97
10/23/2024 21:00:00 | 10/23/2024 21:00:00 | 0 | 0 | 0 | 777.72
10/23/2024 22:00:00 | 10/23/2024 22:00:00 | 0 | 0 | 0 | 529.92
10/23/2024 23:00:00 | 10/23/2024 23:00:00 | 0 | 0 | 0 | 528.9
10/24/2024 00:00:00 | 10/24/2024 00:00:00 | 0 | 0 | 0 | 525.31
10/24/2024 01:00:00 | 10/24/2024 01:00:00 | 0 | 0 | 0 | 523.78
10/24/2024 02:00:00 | 10/24/2024 02:00:00 | 0 | 0 | 0 | 518.65
10/24/2024 03:00:00 | 10/24/2024 03:00:00 | 0 | 0 | 0 | 513.03
10/24/2024 04:00:00 | 10/24/2024 04:00:00 | 0 | 0 | 0 | 507.9
10/24/2024 05:00:00 | 10/24/2024 05:00:00 | 0 | 0 | 0 | 496.64
10/24/2024 06:00:00 | 10/24/2024 06:00:00 | 0 | 0 | 0 | 827.91
10/24/2024 07:00:00 | 10/24/2024 07:00:00 | 0.44 | 0.44 | 0 | 867.84
10/24/2024 08:00:00 | 10/24/2024 08:00:00 | 14.4 | 14.4 | 0 | 569.85
10/24/2024 09:00:00 | 10/24/2024 09:00:00 | 61.84 | 61.84 | 0 | 820.23
10/24/2024 10:00:00 | 10/24/2024 10:00:00 | 58.89 | 58.89 | 0 | 875.52
10/24/2024 11:00:00 | 10/24/2024 11:00:00 | 131.95 | 131.95 | 0 | 799.74
10/24/2024 12:00:00 | 10/24/2024 12:00:00 | 130.34 | 130.34 | 0 | 539.65
10/24/2024 13:00:00 | 10/24/2024 13:00:00 | 137.89 | 137.89 | 0 | 815.1
10/24/2024 14:00:00 | 10/24/2024 14:00:00 | 105.25 | 105.25 | 0 | 661.51
10/24/2024 15:00:00 | 10/24/2024 15:00:00 | 119.68 | 119.68 | 0 | 604.16
10/24/2024 16:00:00 | 10/24/2024 16:00:00 | 68.37 | 68.37 | 0 | 779.77
10/24/2024 17:00:00 | 10/24/2024 17:00:00 | 13.61 | 13.61 | 0 | 815.62
10/24/2024 18:00:00 | 10/24/2024 18:00:00 | 0.32 | 0.32 | 0 | 892.93
10/24/2024 19:00:00 | 10/24/2024 19:00:00 | 0 | 0 | 0 | 665.08
10/24/2024 20:00:00 | 10/24/2024 20:00:00 | 0 | 0 | 0 | 660.48
10/24/2024 21:00:00 | 10/24/2024 21:00:00 | 0 | 0 | 0 | 651.27
10/24/2024 22:00:00 | 10/24/2024 22:00:00 | 0 | 0 | 0 | 519.68
10/24/2024 23:00:00 | 10/24/2024 23:00:00 | 0 | 0 | 0 | 519.68
10/25/2024 00:00:00 | 10/25/2024 00:00:00 | 0 | 0 | 0 | 517.12
10/25/2024 01:00:00 | 10/25/2024 01:00:00 | 0 | 0 | 0 | 519.68
10/25/2024 02:00:00 | 10/25/2024 02:00:00 | 0 | 0 | 0 | 515.58
10/25/2024 03:00:00 | 10/25/2024 03:00:00 | 0 | 0 | 0 | 516.1
10/25/2024 04:00:00 | 10/25/2024 04:00:00 | 0 | 0 | 0 | 512
10/25/2024 05:00:00 | 10/25/2024 05:00:00 | 0 | 0 | 0 | 508.93
10/25/2024 06:00:00 | 10/25/2024 06:00:00 | 0 | 0 | 0 | 767.48
10/25/2024 07:00:00 | 10/25/2024 07:00:00 | 0.76 | 0.76 | 0 | 643.59
10/25/2024 08:00:00 | 10/25/2024 08:00:00 | 25.95 | 25.95 | 0 | 577.02
10/25/2024 09:00:00 | 10/25/2024 09:00:00 | 100.15 | 100.15 | 0 | 568.32
10/25/2024 10:00:00 | 10/25/2024 10:00:00 | 197.99 | 197.99 | 0 | 544.26
10/25/2024 11:00:00 | 10/25/2024 11:00:00 | 347.5 | 347.5 | 0 | 440.32
10/25/2024 12:00:00 | 10/25/2024 12:00:00 | 417.66 | 417.66 | 2.3 | 266.75
10/25/2024 13:00:00 | 10/25/2024 13:00:00 | 366.87 | 366.87 | 0 | 397.82
10/25/2024 14:00:00 | 10/25/2024 14:00:00 | 297.06 | 297.06 | 0 | 437.76
10/25/2024 15:00:00 | 10/25/2024 15:00:00 | 230.85 | 230.85 | 0 | 522.76
10/25/2024 16:00:00 | 10/25/2024 16:00:00 | 129.52 | 129.52 | 0 | 563.2
10/25/2024 17:00:00 | 10/25/2024 17:00:00 | 37.86 | 37.86 | 0 | 701.44
10/25/2024 18:00:00 | 10/25/2024 18:00:00 | 0.44 | 0.44 | 0 | 739.84
10/25/2024 19:00:00 | 10/25/2024 19:00:00 | 0 | 0 | 0 | 602.11
10/25/2024 20:00:00 | 10/25/2024 20:00:00 | 0 | 0 | 0 | 680.45
10/25/2024 21:00:00 | 10/25/2024 21:00:00 | 0 | 0 | 0 | 696.83
10/25/2024 22:00:00 | 10/25/2024 22:00:00 | 0 | 0 | 0 | 508.41
10/25/2024 23:00:00 | 10/25/2024 23:00:00 | 0 | 0 | 0 | 520.2
10/26/2024 00:00:00 | 10/26/2024 00:00:00 | 0 | 0 | 0 | 521.72
10/26/2024 01:00:00 | 10/26/2024 01:00:00 | 0 | 0 | 0 | 510.98
10/26/2024 02:00:00 | 10/26/2024 02:00:00 | 0 | 0 | 0 | 500.74
10/26/2024 03:00:00 | 10/26/2024 03:00:00 | 0 | 0 | 0 | 498.17
10/26/2024 04:00:00 | 10/26/2024 04:00:00 | 0 | 0 | 0 | 507.39
10/26/2024 05:00:00 | 10/26/2024 05:00:00 | 0 | 0 | 0 | 518.66
10/26/2024 06:00:00 | 10/26/2024 06:00:00 | 0 | 0 | 0 | 720.38
10/26/2024 07:00:00 | 10/26/2024 07:00:00 | 0.17 | 0.17 | 0 | 733.19
10/26/2024 08:00:00 | 10/26/2024 08:00:00 | 9.77 | 9.77 | 0 | 793.6
10/26/2024 09:00:00 | 10/26/2024 09:00:00 | 42.36 | 42.36 | 0 | 716.8
10/26/2024 10:00:00 | 10/26/2024 10:00:00 | 121.42 | 121.42 | 0 | 466.94
10/26/2024 11:00:00 | 10/26/2024 11:00:00 | 113.37 | 113.37 | 0 | 464.9
10/26/2024 12:00:00 | 10/26/2024 12:00:00 | 141.2 | 141.2 | 0 | 448
10/26/2024 13:00:00 | 10/26/2024 13:00:00 | 52.97 | 52.97 | 0 | 670.21
10/26/2024 14:00:00 | 10/26/2024 14:00:00 | 102.56 | 102.56 | 0 | 417.79
10/26/2024 15:00:00 | 10/26/2024 15:00:00 | 142.33 | 142.33 | 0 | 387.07
10/26/2024 16:00:00 | 10/26/2024 16:00:00 | 89.07 | 89.07 | 0 | 420.86
10/26/2024 17:00:00 | 10/26/2024 17:00:00 | 38.04 | 38.04 | 0 | 464.9
10/26/2024 18:00:00 | 10/26/2024 18:00:00 | 0.05 | 0.05 | 0 | 514.05
10/26/2024 19:00:00 | 10/26/2024 19:00:00 | 0 | 0 | 0 | 513.02
10/26/2024 20:00:00 | 10/26/2024 20:00:00 | 0 | 0 | 0 | 505.86
10/26/2024 21:00:00 | 10/26/2024 21:00:00 | 0 | 0 | 0 | 514.56
10/26/2024 22:00:00 | 10/26/2024 22:00:00 | 0 | 0 | 0 | 503.81
10/26/2024 23:00:00 | 10/26/2024 23:00:00 | 0 | 0 | 0 | 509.44
10/27/2024 00:00:00 | 10/27/2024 00:00:00 | 0 | 0 | 0 | 508.41
10/27/2024 01:00:00 | 10/27/2024 01:00:00 | 0 | 0 | 0 | 499.71
10/27/2024 02:00:00 | 10/27/2024 02:00:00 | 0 | 0 | 0 | 1029.12
10/27/2024 03:00:00 | 10/27/2024 03:00:00 | 0 | 0 | 0 | 507.4
10/27/2024 04:00:00 | 10/27/2024 04:00:00 | 0 | 0 | 0 | 496.64
10/27/2024 05:00:00 | 10/27/2024 05:00:00 | 0 | 0 | 0 | 504.32
10/27/2024 06:00:00 | 10/27/2024 06:00:00 | 3.03 | 3.03 | 0 | 518.65
10/27/2024 07:00:00 | 10/27/2024 07:00:00 | 64.81 | 64.81 | 0 | 436.74
10/27/2024 08:00:00 | 10/27/2024 08:00:00 | 195.71 | 195.71 | 0 | 323.58
10/27/2024 09:00:00 | 10/27/2024 09:00:00 | 345.1 | 345.1 | 0 | 162.31
10/27/2024 10:00:00 | 10/27/2024 10:00:00 | 429.2 | 429.2 | 1.09 | 113.15
10/27/2024 11:00:00 | 10/27/2024 11:00:00 | 359.54 | 359.54 | 4.99 | 169.98
10/27/2024 12:00:00 | 10/27/2024 12:00:00 | 154.1 | 154.1 | 0 | 360.45
10/27/2024 13:00:00 | 10/27/2024 13:00:00 | 148.71 | 148.71 | 0 | 370.18
10/27/2024 14:00:00 | 10/27/2024 14:00:00 | 122.94 | 122.94 | 0 | 382.46
10/27/2024 15:00:00 | 10/27/2024 15:00:00 | 76.56 | 76.56 | 0 | 422.91
10/27/2024 16:00:00 | 10/27/2024 16:00:00 | 23.91 | 23.91 | 0 | 478.21
10/27/2024 17:00:00 | 10/27/2024 17:00:00 | 0.06 | 0.06 | 0 | 507.39
10/27/2024 18:00:00 | 10/27/2024 18:00:00 | 0 | 0 | 0 | 498.18
10/27/2024 19:00:00 | 10/27/2024 19:00:00 | 0 | 0 | 0 | 494.08
10/27/2024 20:00:00 | 10/27/2024 20:00:00 | 0 | 0 | 0 | 520.19
10/27/2024 21:00:00 | 10/27/2024 21:00:00 | 0 | 0 | 0 | 492.54
10/27/2024 22:00:00 | 10/27/2024 22:00:00 | 0 | 0 | 0 | 522.76
10/27/2024 23:00:00 | 10/27/2024 23:00:00 | 0 | 0 | 0 | 491.52
10/28/2024 00:00:00 | 10/28/2024 00:00:00 | 0 | 0 | 0 | 506.36
10/28/2024 01:00:00 | 10/28/2024 01:00:00 | 0 | 0 | 0 | 506.37
10/28/2024 02:00:00 | 10/28/2024 02:00:00 | 0 | 0 | 0 | 489.47
10/28/2024 03:00:00 | 10/28/2024 03:00:00 | 0 | 0 | 0 | 520.2
10/28/2024 04:00:00 | 10/28/2024 04:00:00 | 0 | 0 | 0 | 484.86
10/28/2024 05:00:00 | 10/28/2024 05:00:00 | 0 | 0 | 0 | 504.32
10/28/2024 06:00:00 | 10/28/2024 06:00:00 | 0.72 | 0.72 | 0 | 588.29
10/28/2024 07:00:00 | 10/28/2024 07:00:00 | 24.17 | 24.17 | 0 | 747.52
10/28/2024 08:00:00 | 10/28/2024 08:00:00 | 82.95 | 82.95 | 0 | 745.98
10/28/2024 09:00:00 | 10/28/2024 09:00:00 | 123.17 | 123.17 | 0 | 649.22
10/28/2024 10:00:00 | 10/28/2024 10:00:00 | 215.11 | 215.11 | 0 | 382.46
10/28/2024 11:00:00 | 10/28/2024 11:00:00 | 249.66 | 249.66 | 0 | 282.11
10/28/2024 12:00:00 | 10/28/2024 12:00:00 | 360.3 | 360.3 | 0 | 171.52
10/28/2024 13:00:00 | 10/28/2024 13:00:00 | 391.04 | 391.04 | 0 | 431.11
10/28/2024 14:00:00 | 10/28/2024 14:00:00 | 234.07 | 234.07 | 0 | 765.95
10/28/2024 15:00:00 | 10/28/2024 15:00:00 | 155.11 | 155.11 | 0 | 748.03
10/28/2024 16:00:00 | 10/28/2024 16:00:00 | 39.29 | 39.29 | 0 | 856.58
10/28/2024 17:00:00 | 10/28/2024 17:00:00 | 0.19 | 0.19 | 0 | 888.83
10/28/2024 18:00:00 | 10/28/2024 18:00:00 | 0 | 0 | 0 | 891.9
10/28/2024 19:00:00 | 10/28/2024 19:00:00 | 0 | 0 | 0 | 594.44
10/28/2024 20:00:00 | 10/28/2024 20:00:00 | 0 | 0 | 0 | 849.92
10/28/2024 21:00:00 | 10/28/2024 21:00:00 | 0 | 0 | 0 | 813.56
10/28/2024 22:00:00 | 10/28/2024 22:00:00 | 0 | 0 | 0 | 502.79
10/28/2024 23:00:00 | 10/28/2024 23:00:00 | 0 | 0 | 0 | 498.17
10/29/2024 00:00:00 | 10/29/2024 00:00:00 | 0 | 0 | 0 | 513.03
10/29/2024 01:00:00 | 10/29/2024 01:00:00 | 0 | 0 | 0 | 523.26
10/29/2024 02:00:00 | 10/29/2024 02:00:00 | 0 | 0 | 0 | 508.93
10/29/2024 03:00:00 | 10/29/2024 03:00:00 | 0 | 0 | 0 | 510.46
10/29/2024 04:00:00 | 10/29/2024 04:00:00 | 0 | 0 | 0 | 500.23
10/29/2024 05:00:00 | 10/29/2024 05:00:00 | 0 | 0 | 0 | 502.78
10/29/2024 06:00:00 | 10/29/2024 06:00:00 | 3.44 | 3.44 | 0 | 896.51
10/29/2024 07:00:00 | 10/29/2024 07:00:00 | 98.95 | 98.95 | 0 | 878.6
10/29/2024 08:00:00 | 10/29/2024 08:00:00 | 231.24 | 231.24 | 0 | 834.56
10/29/2024 09:00:00 | 10/29/2024 09:00:00 | 331.24 | 331.24 | 0 | 945.15
10/29/2024 10:00:00 | 10/29/2024 10:00:00 | 412.47 | 412.47 | 0 | 859.13
10/29/2024 11:00:00 | 10/29/2024 11:00:00 | 462.66 | 462.66 | 0 | 529.41
10/29/2024 12:00:00 | 10/29/2024 12:00:00 | 468.44 | 468.44 | 0 | 763.39
10/29/2024 13:00:00 | 10/29/2024 13:00:00 | 404.35 | 404.35 | 0 | 597.51
10/29/2024 14:00:00 | 10/29/2024 14:00:00 | 278.98 | 278.98 | 0 | 602.11
10/29/2024 15:00:00 | 10/29/2024 15:00:00 | 130.49 | 130.49 | 0 | 381.95
10/29/2024 16:00:00 | 10/29/2024 16:00:00 | 27.35 | 27.35 | 0 | 628.74
10/29/2024 17:00:00 | 10/29/2024 17:00:00 | 0.09 | 0.09 | 0 | 659.97
10/29/2024 18:00:00 | 10/29/2024 18:00:00 | 0 | 0 | 0 | 628.22
10/29/2024 19:00:00 | 10/29/2024 19:00:00 | 0 | 0 | 0 | 796.16
10/29/2024 20:00:00 | 10/29/2024 20:00:00 | 0 | 0 | 0 | 729.6
10/29/2024 21:00:00 | 10/29/2024 21:00:00 | 0 | 0 | 0 | 693.25
10/29/2024 22:00:00 | 10/29/2024 22:00:00 | 0 | 0 | 0 | 538.62
10/29/2024 23:00:00 | 10/29/2024 23:00:00 | 0 | 0 | 0 | 519.17
10/30/2024 00:00:00 | 10/30/2024 00:00:00 | 0 | 0 | 0 | 521.73
10/30/2024 01:00:00 | 10/30/2024 01:00:00 | 0 | 0 | 0 | 535.04
10/30/2024 02:00:00 | 10/30/2024 02:00:00 | 0 | 0 | 0 | 504.83
10/30/2024 03:00:00 | 10/30/2024 03:00:00 | 0 | 0 | 0 | 501.25
10/30/2024 04:00:00 | 10/30/2024 04:00:00 | 0 | 0 | 0 | 507.9
10/30/2024 05:00:00 | 10/30/2024 05:00:00 | 0 | 0 | 0 | 503.3
10/30/2024 06:00:00 | 10/30/2024 06:00:00 | 3 | 3 | 0 | 769.02
10/30/2024 07:00:00 | 10/30/2024 07:00:00 | 108.53 | 108.53 | 0 | 970.75
10/30/2024 08:00:00 | 10/30/2024 08:00:00 | 283.42 | 283.42 | 0 | 863.75
10/30/2024 09:00:00 | 10/30/2024 09:00:00 | 355.59 | 355.59 | 0 | 605.18
10/30/2024 10:00:00 | 10/30/2024 10:00:00 | 416.13 | 416.13 | 0 | 828.93
10/30/2024 11:00:00 | 10/30/2024 11:00:00 | 462.08 | 462.08 | 0 | 334.85
10/30/2024 12:00:00 | 10/30/2024 12:00:00 | 464.97 | 464.97 | 0 | 627.71
10/30/2024 13:00:00 | 10/30/2024 13:00:00 | 401.75 | 401.75 | 0 | 432.64
10/30/2024 14:00:00 | 10/30/2024 14:00:00 | 277.4 | 277.4 | 0 | 766.46
10/30/2024 15:00:00 | 10/30/2024 15:00:00 | 126.77 | 126.77 | 0 | 665.6
10/30/2024 16:00:00 | 10/30/2024 16:00:00 | 25.62 | 25.62 | 0 | 648.2
10/30/2024 17:00:00 | 10/30/2024 17:00:00 | 0.07 | 0.07 | 0 | 705.53
10/30/2024 18:00:00 | 10/30/2024 18:00:00 | 0 | 0 | 0 | 789.51
10/30/2024 19:00:00 | 10/30/2024 19:00:00 | 0 | 0 | 0 | 704.51
10/30/2024 20:00:00 | 10/30/2024 20:00:00 | 0 | 0 | 0 | 692.73
10/30/2024 21:00:00 | 10/30/2024 21:00:00 | 0 | 0 | 0 | 793.6
10/30/2024 22:00:00 | 10/30/2024 22:00:00 | 0 | 0 | 0 | 519.68
10/30/2024 23:00:00 | 10/30/2024 23:00:00 | 0 | 0 | 0 | 501.25
10/31/2024 00:00:00 | 10/31/2024 00:00:00 | 0 | 0 | 0 | 505.35
10/31/2024 01:00:00 | 10/31/2024 01:00:00 | 0 | 0 | 0 | 525.82
10/31/2024 02:00:00 | 10/31/2024 02:00:00 | 0 | 0 | 0 | 520.7
10/31/2024 03:00:00 | 10/31/2024 03:00:00 | 0 | 0 | 0 | 507.91
10/31/2024 04:00:00 | 10/31/2024 04:00:00 | 0 | 0 | 0 | 495.1
10/31/2024 05:00:00 | 10/31/2024 05:00:00 | 0 | 0 | 0 | 492.55
10/31/2024 06:00:00 | 10/31/2024 06:00:00 | 2.83 | 2.83 | 0 | 798.2
10/31/2024 07:00:00 | 10/31/2024 07:00:00 | 101.9 | 101.9 | 0 | 1054.72
10/31/2024 08:00:00 | 10/31/2024 08:00:00 | 231.98 | 231.98 | 0 | 804.87
10/31/2024 09:00:00 | 10/31/2024 09:00:00 | 326.51 | 326.51 | 0 | 828.93
10/31/2024 10:00:00 | 10/31/2024 10:00:00 | 408.06 | 408.06 | 0 | 579.58
10/31/2024 11:00:00 | 10/31/2024 11:00:00 | 457.72 | 457.72 | 0 | 478.21
10/31/2024 12:00:00 | 10/31/2024 12:00:00 | 460.9 | 460.9 | 0 | 570.88
10/31/2024 13:00:00 | 10/31/2024 13:00:00 | 398.54 | 398.54 | 0 | 475.65
10/31/2024 14:00:00 | 10/31/2024 14:00:00 | 274.21 | 274.21 | 0 | 420.86
10/31/2024 15:00:00 | 10/31/2024 15:00:00 | 123.7 | 123.7 | 0 | 690.18
10/31/2024 16:00:00 | 10/31/2024 16:00:00 | 25.26 | 25.26 | 0 | 788.99
10/31/2024 17:00:00 | 10/31/2024 17:00:00 | 0.12 | 0.12 | 0 | 808.96
10/31/2024 18:00:00 | 10/31/2024 18:00:00 | 0 | 0 | 0 | 809.47
10/31/2024 19:00:00 | 10/31/2024 19:00:00 | 0 | 0 | 0 | 714.24
10/31/2024 20:00:00 | 10/31/2024 20:00:00 | 0 | 0 | 0 | 668.16
10/31/2024 21:00:00 | 10/31/2024 21:00:00 | 0 | 0 | 0 | 601.6
10/31/2024 22:00:00 | 10/31/2024 22:00:00 | 0 | 0 | 0 | 516.61
10/31/2024 23:00:00 | 10/31/2024 23:00:00 | 0 | 0 | 0 | 514.05
2024-01-11 | 45302 | 0 | 0 | 0 | 513.02
2024-01-11 01:00 | 45302.0417 | 0 | 0 | 0 | 513.54
2024-01-11 02:00 | 45302.0833 | 0 | 0 | 0 | 512.51
2024-01-11 03:00 | 45302.125 | 0 | 0 | 0 | 512.51
2024-01-11 04:00 | 45302.1667 | 0 | 0 | 0 | 495.1
2024-01-11 05:00 | 45302.2083 | 0 | 0 | 0 | 482.31
2024-01-11 06:00 | 45302.25 | 2.52 | 2.52 | 0 | 466.94
2024-01-11 07:00 | 45302.2917 | 112.29 | 112.29 | 0 | 361.47
2024-01-11 08:00 | 45302.3333 | 267.53 | 267.53 | 0 | 215.04
2024-01-11 09:00 | 45302.375 | 326.07 | 326.07 | 0 | 164.87
2024-01-11 10:00 | 45302.4167 | 399.48 | 399.48 | 0 | 101.89
2024-01-11 11:00 | 45302.4583 | 450.13 | 450.13 | 0 | 53.76
2024-01-11 12:00 | 45302.5 | 447.64 | 447.64 | 0 | 56.83
2024-01-11 13:00 | 45302.5417 | 388.99 | 388.99 | 0 | 104.45
2024-01-11 14:00 | 45302.5833 | 264.92 | 264.92 | 0 | 218.62
2024-01-11 15:00 | 45302.625 | 119.03 | 119.03 | 0 | 356.35
2024-01-11 16:00 | 45302.6667 | 23.33 | 23.33 | 0 | 449.54
2024-01-11 17:00 | 45302.7083 | 0.05 | 0.05 | 0 | 470.01
2024-01-11 18:00 | 45302.75 | 0 | 0 | 0 | 472.58
2024-01-11 19:00 | 45302.7917 | 0 | 0 | 0 | 471.55
2024-01-11 20:00 | 45302.8333 | 0 | 0 | 0 | 467.46
2024-01-11 21:00 | 45302.875 | 0 | 0 | 0 | 481.79
2024-01-11 22:00 | 45302.9167 | 0 | 0 | 0 | 474.62
2024-01-11 23:00 | 45302.9583 | 0 | 0 | 0 | 473.6
2024-02-11 | 45333 | 0 | 0 | 0 | 467.97
2024-02-11 01:00 | 45333.0417 | 0 | 0 | 0 | 462.34
2024-02-11 02:00 | 45333.0833 | 0 | 0 | 0 | 470.01
2024-02-11 03:00 | 45333.125 | 0 | 0 | 0 | 465.41
2024-02-11 04:00 | 45333.1667 | 0 | 0 | 0 | 466.43
2024-02-11 05:00 | 45333.2083 | 0 | 0 | 0 | 462.85
2024-02-11 06:00 | 45333.25 | 1.73 | 1.73 | 0 | 466.43
2024-02-11 07:00 | 45333.2917 | 90.08 | 90.08 | 0 | 385.03
2024-02-11 08:00 | 45333.3333 | 229.32 | 229.32 | 0 | 252.93
2024-02-11 09:00 | 45333.375 | 324.04 | 324.04 | 0 | 166.4
2024-02-11 10:00 | 45333.4167 | 401.99 | 401.99 | 0 | 82.43
2024-02-11 11:00 | 45333.4583 | 452.42 | 452.42 | 0 | 50.69
2024-02-11 12:00 | 45333.5 | 456.55 | 456.55 | 0 | 47.61
2024-02-11 13:00 | 45333.5417 | 391.08 | 391.08 | 0 | 112.13
2024-02-11 14:00 | 45333.5833 | 266.39 | 266.39 | 0 | 227.33
2024-02-11 15:00 | 45333.625 | 114.46 | 114.46 | 0 | 351.74
2024-02-11 16:00 | 45333.6667 | 20.79 | 20.79 | 0 | 446.98
2024-02-11 17:00 | 45333.7083 | 0.03 | 0.03 | 0 | 478.21
2024-02-11 18:00 | 45333.75 | 0 | 0 | 0 | 482.3
2024-02-11 19:00 | 45333.7917 | 0 | 0 | 0 | 479.23
2024-02-11 20:00 | 45333.8333 | 0 | 0 | 0 | 464.9
2024-02-11 21:00 | 45333.875 | 0 | 0 | 0 | 474.62
2024-02-11 22:00 | 45333.9167 | 0 | 0 | 0 | 474.11
2024-02-11 23:00 | 45333.9583 | 0 | 0 | 0 | 476.16
2024-03-11 | 45362 | 0 | 0 | 0 | 465.92
2024-03-11 01:00 | 45362.0417 | 0 | 0 | 0 | 459.78
2024-03-11 02:00 | 45362.0833 | 0 | 0 | 0 | 464.9
2024-03-11 03:00 | 45362.125 | 0 | 0 | 0 | 468.99
2024-03-11 04:00 | 45362.1667 | 0 | 0 | 0 | 469.5
2024-03-11 05:00 | 45362.2083 | 0 | 0 | 0 | 462.85
2024-03-11 06:00 | 45362.25 | 1.71 | 1.71 | 0 | 462.85
2024-03-11 07:00 | 45362.2917 | 97.93 | 97.93 | 0 | 373.76
2024-03-11 08:00 | 45362.3333 | 230.45 | 230.45 | 0 | 249.34
2024-03-11 09:00 | 45362.375 | 325.2 | 325.2 | 0 | 163.33
2024-03-11 10:00 | 45362.4167 | 388.01 | 388.01 | 0 | 93.18
2024-03-11 11:00 | 45362.4583 | 465.72 | 465.72 | 0 | 27.14
2024-03-11 12:00 | 45362.5 | 440.91 | 440.91 | 0 | 55.81
2024-03-11 13:00 | 45362.5417 | 416.45 | 416.45 | 0 | 76.29
2024-03-11 14:00 | 45362.5833 | 267.63 | 267.63 | 0 | 215.04
2024-03-11 15:00 | 45362.625 | 135.06 | 135.06 | 0 | 327.68
2024-03-11 16:00 | 45362.6667 | 29.34 | 29.34 | 0 | 434.17
2024-03-11 17:00 | 45362.7083 | 0.08 | 0.08 | 0 | 468.99
2024-03-11 18:00 | 45362.75 | 0 | 0 | 0 | 470.53
2024-03-11 19:00 | 45362.7917 | 0 | 0 | 0 | 466.95
2024-03-11 20:00 | 45362.8333 | 0 | 0 | 0 | 458.75
2024-03-11 21:00 | 45362.875 | 0 | 0 | 0 | 462.33
2024-03-11 22:00 | 45362.9167 | 0 | 0 | 0 | 465.92
2024-03-11 23:00 | 45362.9583 | 0 | 0 | 0 | 466.95
2024-04-11 | 45393 | 0 | 0 | 0 | 460.29
2024-04-11 01:00 | 45393.0417 | 0 | 0 | 0 | 455.68
2024-04-11 02:00 | 45393.0833 | 0 | 0 | 0 | 461.82
2024-04-11 03:00 | 45393.125 | 0 | 0 | 0 | 464.38
2024-04-11 04:00 | 45393.1667 | 0 | 0 | 0 | 465.41
2024-04-11 05:00 | 45393.2083 | 0 | 0 | 0 | 459.78
2024-04-11 06:00 | 45393.25 | 1.05 | 1.05 | 0 | 520.19
2024-04-11 07:00 | 45393.2917 | 91.54 | 91.54 | 0 | 923.65
2024-04-11 08:00 | 45393.3333 | 233.87 | 233.87 | 0 | 774.14
2024-04-11 09:00 | 45393.375 | 323.79 | 323.79 | 0 | 650.75
2024-04-11 10:00 | 45393.4167 | 404.4 | 404.4 | 0 | 454.66
2024-04-11 11:00 | 45393.4583 | 453.7 | 453.7 | 0 | 266.24
2024-04-11 12:00 | 45393.5 | 456.57 | 456.57 | 0 | 592.9
2024-04-11 13:00 | 45393.5417 | 391.78 | 391.78 | 0 | 346.62
2024-04-11 14:00 | 45393.5833 | 262.05 | 262.05 | 0 | 656.9
2024-04-11 15:00 | 45393.625 | 110.75 | 110.75 | 0 | 713.21
2024-04-11 16:00 | 45393.6667 | 18.78 | 18.78 | 0 | 661.51
2024-04-11 17:00 | 45393.7083 | 0.01 | 0.01 | 0 | 748.54
2024-04-11 18:00 | 45393.75 | 0 | 0 | 0 | 681.47
2024-04-11 19:00 | 45393.7917 | 0 | 0 | 0 | 822.79
2024-04-11 20:00 | 45393.8333 | 0 | 0 | 0 | 830.46
2024-04-11 21:00 | 45393.875 | 0 | 0 | 0 | 664.06
2024-04-11 22:00 | 45393.9167 | 0 | 0 | 0 | 486.4
2024-04-11 23:00 | 45393.9583 | 0 | 0 | 0 | 487.94
2024-05-11 | 45423 | 0 | 0 | 0 | 489.98
2024-05-11 01:00 | 45423.0417 | 0 | 0 | 0 | 491.01
2024-05-11 02:00 | 45423.0833 | 0 | 0 | 0 | 484.87
2024-05-11 03:00 | 45423.125 | 0 | 0 | 0 | 487.93
2024-05-11 04:00 | 45423.1667 | 0 | 0 | 0 | 493.06
2024-05-11 05:00 | 45423.2083 | 0 | 0 | 0 | 493.57
2024-05-11 06:00 | 45423.25 | 1.28 | 1.28 | 0 | 774.14
2024-05-11 07:00 | 45423.2917 | 87.37 | 87.37 | 0 | 1062.4
2024-05-11 08:00 | 45423.3333 | 245.44 | 245.44 | 0 | 969.73
2024-05-11 09:00 | 45423.375 | 337.35 | 337.35 | 0 | 767.49
2024-05-11 10:00 | 45423.4167 | 418.46 | 418.46 | 0 | 668.16
2024-05-11 11:00 | 45423.4583 | 466.65 | 466.65 | 0 | 307.71
2024-05-11 12:00 | 45423.5 | 457.01 | 457.01 | 0 | 699.9
2024-05-11 13:00 | 45423.5417 | 388.78 | 388.78 | 0 | 604.16
2024-05-11 14:00 | 45423.5833 | 235.12 | 235.12 | 0 | 922.63
2024-05-11 15:00 | 45423.625 | 97.98 | 97.98 | 0 | 749.56
2024-05-11 16:00 | 45423.6667 | 23.48 | 23.48 | 0 | 773.12
2024-05-11 17:00 | 45423.7083 | 0 | 0 | 0 | 878.6
2024-05-11 18:00 | 45423.75 | 0 | 0 | 0 | 793.08
2024-05-11 19:00 | 45423.7917 | 0 | 0 | 0 | 843.78
2024-05-11 20:00 | 45423.8333 | 0 | 0 | 0 | 838.66
2024-05-11 21:00 | 45423.875 | 0 | 0 | 0 | 690.68
2024-05-11 22:00 | 45423.9167 | 0 | 0 | 0 | 558.6
2024-05-11 23:00 | 45423.9583 | 0 | 0 | 0 | 559.61
2024-06-11 | 45454 | 0 | 0 | 0 | 558.59
2024-06-11 01:00 | 45454.0417 | 0 | 0 | 0 | 562.18
2024-06-11 02:00 | 45454.0833 | 0 | 0 | 0 | 562.69
2024-06-11 03:00 | 45454.125 | 0 | 0 | 0 | 549.37
2024-06-11 04:00 | 45454.1667 | 0 | 0 | 0 | 546.82
2024-06-11 05:00 | 45454.2083 | 0 | 0 | 0 | 546.82
2024-06-11 06:00 | 45454.25 | 0.47 | 0.47 | 0 | 549.37
2024-06-11 07:00 | 45454.2917 | 66.31 | 66.31 | 0 | 813.06
2024-06-11 08:00 | 45454.3333 | 212.65 | 212.65 | 0 | 680.45
2024-06-11 09:00 | 45454.375 | 295.7 | 295.7 | 0 | 552.44
2024-06-11 10:00 | 45454.4167 | 317.37 | 317.37 | 0 | 607.75
2024-06-11 11:00 | 45454.4583 | 450.69 | 450.69 | 0 | 266.24
2024-06-11 12:00 | 45454.5 | 404.73 | 404.73 | 0 | 409.6
2024-06-11 13:00 | 45454.5417 | 374.01 | 374.01 | 0 | 610.81
2024-06-11 14:00 | 45454.5833 | 213.61 | 213.61 | 0 | 923.65
2024-06-11 15:00 | 45454.625 | 99.74 | 99.74 | 0 | 845.83
2024-06-11 16:00 | 45454.6667 | 18.47 | 18.47 | 0 | 885.24
2024-06-11 17:00 | 45454.7083 | 0 | 0 | 0 | 838.15
2024-06-11 18:00 | 45454.75 | 0 | 0 | 0 | 898.05
2024-06-11 19:00 | 45454.7917 | 0 | 0 | 0 | 612.86
2024-06-11 20:00 | 45454.8333 | 0 | 0 | 0 | 714.24
2024-06-11 21:00 | 45454.875 | 0 | 0 | 0 | 703.49
2024-06-11 22:00 | 45454.9167 | 0 | 0 | 0 | 535.55
2024-06-11 23:00 | 45454.9583 | 0 | 0 | 0 | 522.75
2024-07-11 | 45484 | 0 | 0 | 0 | 512.51
2024-07-11 01:00 | 45484.0417 | 0 | 0 | 0 | 512.52
2024-07-11 02:00 | 45484.0833 | 0 | 0 | 0 | 511.48
2024-07-11 03:00 | 45484.125 | 0 | 0 | 0 | 511.49
2024-07-11 04:00 | 45484.1667 | 0 | 0 | 0 | 509.95
2024-07-11 05:00 | 45484.2083 | 0 | 0 | 0 | 510.47
2024-07-11 06:00 | 45484.25 | 0.65 | 0.65 | 0 | 712.7
2024-07-11 07:00 | 45484.2917 | 76.56 | 76.56 | 0 | 995.84
2024-07-11 08:00 | 45484.3333 | 201.35 | 201.35 | 0 | 1134.08
2024-07-11 09:00 | 45484.375 | 284.4 | 284.4 | 0 | 897.54
2024-07-11 10:00 | 45484.4167 | 398.9 | 398.9 | 0 | 743.42
2024-07-11 11:00 | 45484.4583 | 424.09 | 424.09 | 0 | 540.67
2024-07-11 12:00 | 45484.5 | 425.45 | 425.45 | 0 | 779.78
2024-07-11 13:00 | 45484.5417 | 360.69 | 360.69 | 0 | 569.86
2024-07-11 14:00 | 45484.5833 | 231.93 | 231.93 | 0 | 960.51
2024-07-11 15:00 | 45484.625 | 98.62 | 98.62 | 0 | 849.92
2024-07-11 16:00 | 45484.6667 | 16.15 | 16.15 | 0 | 896.51
2024-07-11 17:00 | 45484.7083 | 0 | 0 | 0 | 877.57
2024-07-11 18:00 | 45484.75 | 0 | 0 | 0 | 790.01
2024-07-11 19:00 | 45484.7917 | 0 | 0 | 0 | 713.73
2024-07-11 20:00 | 45484.8333 | 0 | 0 | 0 | 841.22
2024-07-11 21:00 | 45484.875 | 0 | 0 | 0 | 629.25
2024-07-11 22:00 | 45484.9167 | 0 | 0 | 0 | 558.08
2024-07-11 23:00 | 45484.9583 | 0 | 0 | 0 | 555.52
2024-08-11 | 45515 | 0 | 0 | 0 | 555.52
2024-08-11 01:00 | 45515.0417 | 0 | 0 | 0 | 550.91
2024-08-11 02:00 | 45515.0833 | 0 | 0 | 0 | 542.21
2024-08-11 03:00 | 45515.125 | 0 | 0 | 0 | 529.92
2024-08-11 04:00 | 45515.1667 | 0 | 0 | 0 | 515.07
2024-08-11 05:00 | 45515.2083 | 0 | 0 | 0 | 515.07
2024-08-11 06:00 | 45515.25 | 0.29 | 0.29 | 0 | 756.74
2024-08-11 07:00 | 45515.2917 | 64.02 | 64.02 | 0 | 1092.6
2024-08-11 08:00 | 45515.3333 | 197.59 | 197.59 | 0 | 1059.33
2024-08-11 09:00 | 45515.375 | 288.23 | 288.23 | 0 | 935.94
2024-08-11 10:00 | 45515.4167 | 356.37 | 356.37 | 0 | 947.71
2024-08-11 11:00 | 45515.4583 | 391.8 | 391.8 | 0 | 788.99
2024-08-11 12:00 | 45515.5 | 385.49 | 385.49 | 0 | 903.68
2024-08-11 13:00 | 45515.5417 | 305.22 | 305.22 | 0 | 717.31
2024-08-11 14:00 | 45515.5833 | 213 | 213 | 0 | 930.31
2024-08-11 15:00 | 45515.625 | 74.72 | 74.72 | 0 | 868.35
2024-08-11 16:00 | 45515.6667 | 10.08 | 10.08 | 0 | 878.59
2024-08-11 17:00 | 45515.7083 | 0 | 0 | 0 | 903.17
2024-08-11 18:00 | 45515.75 | 0 | 0 | 0 | 809.47
2024-08-11 19:00 | 45515.7917 | 0 | 0 | 0 | 841.73
2024-08-11 20:00 | 45515.8333 | 0 | 0 | 0 | 905.73
2024-08-11 21:00 | 45515.875 | 0 | 0 | 0 | 820.22
2024-08-11 22:00 | 45515.9167 | 0 | 0 | 0 | 604.16
2024-08-11 23:00 | 45515.9583 | 0 | 0 | 0 | 606.21
2024-09-11 | 45546 | 0 | 0 | 0 | 594.43
2024-09-11 01:00 | 45546.0417 | 0 | 0 | 0 | 602.11
2024-09-11 02:00 | 45546.0833 | 0 | 0 | 0 | 598.53
2024-09-11 03:00 | 45546.125 | 0 | 0 | 0 | 589.83
2024-09-11 04:00 | 45546.1667 | 0 | 0 | 0 | 592.89
2024-09-11 05:00 | 45546.2083 | 0 | 0 | 0 | 569.86
2024-09-11 06:00 | 45546.25 | 0.48 | 0.48 | 0 | 863.23
2024-09-11 07:00 | 45546.2917 | 33.78 | 33.78 | 0 | 928.77
2024-09-11 08:00 | 45546.3333 | 211.17 | 211.17 | 0 | 717.31
2024-09-11 09:00 | 45546.375 | 277.51 | 277.51 | 0 | 592.9
2024-09-11 10:00 | 45546.4167 | 351.69 | 351.69 | 0 | 466.94
2024-09-11 11:00 | 45546.4583 | 372.42 | 372.42 | 0 | 570.88
2024-09-11 12:00 | 45546.5 | 339.99 | 339.99 | 0 | 406.53
2024-09-11 13:00 | 45546.5417 | 277.07 | 277.07 | 0 | 253.95
2024-09-11 14:00 | 45546.5833 | 183.74 | 183.74 | 0 | 360.96
2024-09-11 15:00 | 45546.625 | 87.87 | 87.87 | 0 | 470.02
2024-09-11 16:00 | 45546.6667 | 14.92 | 14.92 | 0 | 559.1
2024-09-11 17:00 | 45546.7083 | 0 | 0 | 0 | 590.85
2024-09-11 18:00 | 45546.75 | 0 | 0 | 0 | 549.89
2024-09-11 19:00 | 45546.7917 | 0 | 0 | 0 | 548.86
2024-09-11 20:00 | 45546.8333 | 0 | 0 | 0 | 546.3
2024-09-11 21:00 | 45546.875 | 0 | 0 | 0 | 533.51
2024-09-11 22:00 | 45546.9167 | 0 | 0 | 0 | 533.5
2024-09-11 23:00 | 45546.9583 | 0 | 0 | 0 | 526.34
2024-10-11 | 45576 | 0 | 0 | 0 | 534.53
2024-10-11 01:00 | 45576.0417 | 0 | 0 | 0 | 521.72
2024-10-11 02:00 | 45576.0833 | 0 | 0 | 0 | 531.46
2024-10-11 03:00 | 45576.125 | 0 | 0 | 0 | 521.73
2024-10-11 04:00 | 45576.1667 | 0 | 0 | 0 | 528.89
2024-10-11 05:00 | 45576.2083 | 0 | 0 | 0 | 521.22
2024-10-11 06:00 | 45576.25 | 0.38 | 0.38 | 0 | 522.24
2024-10-11 07:00 | 45576.2917 | 70.88 | 70.88 | 0 | 457.22
2024-10-11 08:00 | 45576.3333 | 211.61 | 211.61 | 0 | 326.14
2024-10-11 09:00 | 45576.375 | 299.31 | 299.31 | 0 | 240.64
2024-10-11 10:00 | 45576.4167 | 370.54 | 370.54 | 0 | 172.03
2024-10-11 11:00 | 45576.4583 | 419.64 | 419.64 | 0 | 126.98
2024-10-11 12:00 | 45576.5 | 421.07 | 421.07 | 0 | 123.9
2024-10-11 13:00 | 45576.5417 | 357.11 | 357.11 | 0 | 184.32
2024-10-11 14:00 | 45576.5833 | 231.03 | 231.03 | 0 | 300.55
2024-10-11 15:00 | 45576.625 | 89.8 | 89.8 | 0 | 431.61
2024-10-11 16:00 | 45576.6667 | 12.09 | 12.09 | 0 | 504.32
2024-10-11 17:00 | 45576.7083 | 0 | 0 | 0 | 527.87
2024-10-11 18:00 | 45576.75 | 0 | 0 | 0 | 530.95
2024-10-11 19:00 | 45576.7917 | 0 | 0 | 0 | 536.06
2024-10-11 20:00 | 45576.8333 | 0 | 0 | 0 | 532.99
2024-10-11 21:00 | 45576.875 | 0 | 0 | 0 | 535.56
2024-10-11 22:00 | 45576.9167 | 0 | 0 | 0 | 535.55
2024-10-11 23:00 | 45576.9583 | 0 | 0 | 0 | 541.69
2024-11-11 | 45607 | 0 | 0 | 0 | 540.68
2024-11-11 01:00 | 45607.0417 | 0 | 0 | 0 | 543.23
2024-11-11 02:00 | 45607.0833 | 0 | 0 | 0 | 543.74
2024-11-11 03:00 | 45607.125 | 0 | 0 | 0 | 542.72
2024-11-11 04:00 | 45607.1667 | 0 | 0 | 0 | 543.23
2024-11-11 05:00 | 45607.2083 | 0 | 0 | 0 | 553.48
2024-11-11 06:00 | 45607.25 | 0.29 | 0.29 | 0 | 779.26
2024-11-11 07:00 | 45607.2917 | 59.76 | 59.76 | 0 | 1160.7
2024-11-11 08:00 | 45607.3333 | 202.44 | 202.44 | 0 | 754.18
2024-11-11 09:00 | 45607.375 | 293.73 | 293.73 | 0 | 685.57
2024-11-11 10:00 | 45607.4167 | 365.16 | 365.16 | 0 | 582.14
2024-11-11 11:00 | 45607.4583 | 409.26 | 409.26 | 0 | 440.32
2024-11-11 12:00 | 45607.5 | 406.13 | 406.13 | 0 | 513.54
2024-11-11 13:00 | 45607.5417 | 343.52 | 343.52 | 0 | 325.63
2024-11-11 14:00 | 45607.5833 | 222.6 | 222.6 | 0 | 378.37
2024-11-11 15:00 | 45607.625 | 86.92 | 86.92 | 0 | 717.31
2024-11-11 16:00 | 45607.6667 | 12.04 | 12.04 | 0 | 664.06
2024-11-11 17:00 | 45607.7083 | 0 | 0 | 0 | 646.15
2024-11-11 18:00 | 45607.75 | 0 | 0 | 0 | 587.26
2024-11-11 19:00 | 45607.7917 | 0 | 0 | 0 | 651.27
2024-11-11 20:00 | 45607.8333 | 0 | 0 | 0 | 586.24
2024-11-11 21:00 | 45607.875 | 0 | 0 | 0 | 498.68
2024-11-11 22:00 | 45607.9167 | 0 | 0 | 0 | 499.72
2024-11-11 23:00 | 45607.9583 | 0 | 0 | 0 | 499.2
2024-12-11 | 45637 | 0 | 0 | 0 | 495.61
2024-12-11 01:00 | 45637.0417 | 0 | 0 | 0 | 495.62
2024-12-11 02:00 | 45637.0833 | 0 | 0 | 0 | 495.61
2024-12-11 03:00 | 45637.125 | 0 | 0 | 0 | 494.08
2024-12-11 04:00 | 45637.1667 | 0 | 0 | 0 | 492.55
2024-12-11 05:00 | 45637.2083 | 0 | 0 | 0 | 506.88
2024-12-11 06:00 | 45637.25 | 0.14 | 0.14 | 0 | 855.04
2024-12-11 07:00 | 45637.2917 | 56.64 | 56.64 | 0 | 1084.41
2024-12-11 08:00 | 45637.3333 | 188.46 | 188.46 | 0 | 1007.11
2024-12-11 09:00 | 45637.375 | 276.32 | 276.32 | 0 | 864.25
2024-12-11 10:00 | 45637.4167 | 366.95 | 366.95 | 0 | 723.46
2024-12-11 11:00 | 45637.4583 | 384.44 | 384.44 | 0 | 511.49
2024-12-11 12:00 | 45637.5 | 409.16 | 409.16 | 0 | 669.69
2024-12-11 13:00 | 45637.5417 | 346.78 | 346.78 | 0 | 386.56
2024-12-11 14:00 | 45637.5833 | 222.61 | 222.61 | 0 | 757.76
2024-12-11 15:00 | 45637.625 | 88.9 | 88.9 | 0 | 675.84
2024-12-11 16:00 | 45637.6667 | 12.41 | 12.41 | 0 | 775.17
2024-12-11 17:00 | 45637.7083 | 0 | 0 | 0 | 652.8
2024-12-11 18:00 | 45637.75 | 0 | 0 | 0 | 803.84
2024-12-11 19:00 | 45637.7917 | 0 | 0 | 0 | 845.83
2024-12-11 20:00 | 45637.8333 | 0 | 0 | 0 | 795.64
2024-12-11 21:00 | 45637.875 | 0 | 0 | 0 | 701.96
2024-12-11 22:00 | 45637.9167 | 0 | 0 | 0 | 525.31
2024-12-11 23:00 | 45637.9583 | 0 | 0 | 0 | 523.26
11/13/2024 00:00:00 | 11/13/2024 00:00:00 | 0 | 0 | 0 | 517.12
11/13/2024 01:00:00 | 11/13/2024 01:00:00 | 0 | 0 | 0 | 507.39
11/13/2024 02:00:00 | 11/13/2024 02:00:00 | 0 | 0 | 0 | 503.81
11/13/2024 03:00:00 | 11/13/2024 03:00:00 | 0 | 0 | 0 | 502.27
11/13/2024 04:00:00 | 11/13/2024 04:00:00 | 0 | 0 | 0 | 500.74
11/13/2024 05:00:00 | 11/13/2024 05:00:00 | 0 | 0 | 0 | 500.22
11/13/2024 06:00:00 | 11/13/2024 06:00:00 | 0.15 | 0.15 | 0 | 520.71
11/13/2024 07:00:00 | 11/13/2024 07:00:00 | 55.37 | 55.37 | 0 | 808.96
11/13/2024 08:00:00 | 11/13/2024 08:00:00 | 198.17 | 198.17 | 0 | 592.89
11/13/2024 09:00:00 | 11/13/2024 09:00:00 | 292.88 | 292.88 | 0 | 459.27
11/13/2024 10:00:00 | 11/13/2024 10:00:00 | 364.49 | 364.49 | 0 | 424.45
11/13/2024 11:00:00 | 11/13/2024 11:00:00 | 405.73 | 405.73 | 0 | 385.53
11/13/2024 12:00:00 | 11/13/2024 12:00:00 | 404.9 | 404.9 | 0 | 515.59
11/13/2024 13:00:00 | 11/13/2024 13:00:00 | 342.12 | 342.12 | 0 | 522.75
11/13/2024 14:00:00 | 11/13/2024 14:00:00 | 238.16 | 238.16 | 0 | 918.53
11/13/2024 15:00:00 | 11/13/2024 15:00:00 | 117.07 | 117.07 | 0 | 789.5
11/13/2024 16:00:00 | 11/13/2024 16:00:00 | 8.21 | 8.21 | 0 | 745.47
11/13/2024 17:00:00 | 11/13/2024 17:00:00 | 0 | 0 | 0 | 549.89
11/13/2024 18:00:00 | 11/13/2024 18:00:00 | 0 | 0 | 0 | 556.54
11/13/2024 19:00:00 | 11/13/2024 19:00:00 | 0 | 0 | 0 | 779.27
11/13/2024 20:00:00 | 11/13/2024 20:00:00 | 0 | 0 | 0 | 836.09
11/13/2024 21:00:00 | 11/13/2024 21:00:00 | 0 | 0 | 0 | 815.11
11/13/2024 22:00:00 | 11/13/2024 22:00:00 | 0 | 0 | 0 | 515.07
11/13/2024 23:00:00 | 11/13/2024 23:00:00 | 0 | 0 | 0 | 520.19
11/14/2024 00:00:00 | 11/14/2024 00:00:00 | 0 | 0 | 0 | 504.32
11/14/2024 01:00:00 | 11/14/2024 01:00:00 | 0 | 0 | 0 | 498.18
11/14/2024 02:00:00 | 11/14/2024 02:00:00 | 0 | 0 | 0 | 497.66
11/14/2024 03:00:00 | 11/14/2024 03:00:00 | 0 | 0 | 0 | 495.62
11/14/2024 04:00:00 | 11/14/2024 04:00:00 | 0 | 0 | 0 | 505.34
11/14/2024 05:00:00 | 11/14/2024 05:00:00 | 0 | 0 | 0 | 503.81
11/14/2024 06:00:00 | 11/14/2024 06:00:00 | 0.02 | 0.02 | 0 | 589.31
11/14/2024 07:00:00 | 11/14/2024 07:00:00 | 12.54 | 12.54 | 0 | 1222.15
11/14/2024 08:00:00 | 11/14/2024 08:00:00 | 125.43 | 125.43 | 0 | 1095.68
11/14/2024 09:00:00 | 11/14/2024 09:00:00 | 282.82 | 282.82 | 0 | 653.82
11/14/2024 10:00:00 | 11/14/2024 10:00:00 | 356.56 | 356.56 | 0 | 923.65
11/14/2024 11:00:00 | 11/14/2024 11:00:00 | 401.89 | 401.89 | 0 | 643.07
11/14/2024 12:00:00 | 11/14/2024 12:00:00 | 401.68 | 401.68 | 0 | 736.26
11/14/2024 13:00:00 | 11/14/2024 13:00:00 | 272.1 | 272.1 | 0 | 802.3
11/14/2024 14:00:00 | 11/14/2024 14:00:00 | 178.37 | 178.37 | 0 | 798.21
11/14/2024 15:00:00 | 11/14/2024 15:00:00 | 79.33 | 79.33 | 0 | 821.25
11/14/2024 16:00:00 | 11/14/2024 16:00:00 | 10.53 | 10.53 | 0 | 909.31
11/14/2024 17:00:00 | 11/14/2024 17:00:00 | 0 | 0 | 0 | 944.13
11/14/2024 18:00:00 | 11/14/2024 18:00:00 | 0 | 0 | 0 | 870.4
11/14/2024 19:00:00 | 11/14/2024 19:00:00 | 0 | 0 | 0 | 901.12
11/14/2024 20:00:00 | 11/14/2024 20:00:00 | 0 | 0 | 0 | 889.34
11/14/2024 21:00:00 | 11/14/2024 21:00:00 | 0 | 0 | 0 | 849.41
11/14/2024 22:00:00 | 11/14/2024 22:00:00 | 0 | 0 | 0 | 541.18
11/14/2024 23:00:00 | 11/14/2024 23:00:00 | 0 | 0 | 0 | 542.21
11/15/2024 00:00:00 | 11/15/2024 00:00:00 | 0 | 0 | 0 | 540.67
11/15/2024 01:00:00 | 11/15/2024 01:00:00 | 0 | 0 | 0 | 543.75
11/15/2024 02:00:00 | 11/15/2024 02:00:00 | 0 | 0 | 0 | 540.16
11/15/2024 03:00:00 | 11/15/2024 03:00:00 | 0 | 0 | 0 | 539.64
11/15/2024 04:00:00 | 11/15/2024 04:00:00 | 0 | 0 | 0 | 537.6
11/15/2024 05:00:00 | 11/15/2024 05:00:00 | 0 | 0 | 0 | 538.63
11/15/2024 06:00:00 | 11/15/2024 06:00:00 | 0.07 | 0.07 | 0 | 887.81
11/15/2024 07:00:00 | 11/15/2024 07:00:00 | 55.18 | 55.18 | 0 | 1271.29
11/15/2024 08:00:00 | 11/15/2024 08:00:00 | 189.9 | 189.9 | 0 | 1009.15
11/15/2024 09:00:00 | 11/15/2024 09:00:00 | 279.64 | 279.64 | 0 | 802.31
11/15/2024 10:00:00 | 11/15/2024 10:00:00 | 350.13 | 350.13 | 0 | 965.12
11/15/2024 11:00:00 | 11/15/2024 11:00:00 | 392.01 | 392.01 | 0 | 755.71
11/15/2024 12:00:00 | 11/15/2024 12:00:00 | 391.14 | 391.14 | 0 | 649.73
11/15/2024 13:00:00 | 11/15/2024 13:00:00 | 327.69 | 327.69 | 0 | 748.54
11/15/2024 14:00:00 | 11/15/2024 14:00:00 | 204.63 | 204.63 | 0 | 849.41
11/15/2024 15:00:00 | 11/15/2024 15:00:00 | 74.72 | 74.72 | 0 | 699.9
11/15/2024 16:00:00 | 11/15/2024 16:00:00 | 9 | 9 | 0 | 747.52
11/15/2024 17:00:00 | 11/15/2024 17:00:00 | 0 | 0 | 0 | 738.82
11/15/2024 18:00:00 | 11/15/2024 18:00:00 | 0 | 0 | 0 | 613.89
11/15/2024 19:00:00 | 11/15/2024 19:00:00 | 0 | 0 | 0 | 572.41
11/15/2024 20:00:00 | 11/15/2024 20:00:00 | 0 | 0 | 0 | 600.07
11/15/2024 21:00:00 | 11/15/2024 21:00:00 | 0 | 0 | 0 | 777.73
11/15/2024 22:00:00 | 11/15/2024 22:00:00 | 0 | 0 | 0 | 558.59
11/15/2024 23:00:00 | 11/15/2024 23:00:00 | 0 | 0 | 0 | 539.13
11/16/2024 00:00:00 | 11/16/2024 00:00:00 | 0 | 0 | 0 | 525.83
11/16/2024 01:00:00 | 11/16/2024 01:00:00 | 0 | 0 | 0 | 521.21
11/16/2024 02:00:00 | 11/16/2024 02:00:00 | 0 | 0 | 0 | 519.17
11/16/2024 03:00:00 | 11/16/2024 03:00:00 | 0 | 0 | 0 | 517.63
11/16/2024 04:00:00 | 11/16/2024 04:00:00 | 0 | 0 | 0 | 517.64
11/16/2024 05:00:00 | 11/16/2024 05:00:00 | 0 | 0 | 0 | 511.48
11/16/2024 06:00:00 | 11/16/2024 06:00:00 | 0.08 | 0.08 | 0 | 677.89
11/16/2024 07:00:00 | 11/16/2024 07:00:00 | 38.44 | 38.44 | 0 | 841.73
11/16/2024 08:00:00 | 11/16/2024 08:00:00 | 168.54 | 168.54 | 0 | 691.71
11/16/2024 09:00:00 | 11/16/2024 09:00:00 | 274.64 | 274.64 | 0 | 620.55
11/16/2024 10:00:00 | 11/16/2024 10:00:00 | 347.99 | 347.99 | 0 | 457.72
11/16/2024 11:00:00 | 11/16/2024 11:00:00 | 384.5 | 384.5 | 0 | 403.46
11/16/2024 12:00:00 | 11/16/2024 12:00:00 | 383.81 | 383.81 | 0 | 456.7
11/16/2024 13:00:00 | 11/16/2024 13:00:00 | 313.76 | 313.76 | 0 | 345.6
11/16/2024 14:00:00 | 11/16/2024 14:00:00 | 187.16 | 187.16 | 0 | 349.19
11/16/2024 15:00:00 | 11/16/2024 15:00:00 | 72.99 | 72.99 | 0 | 454.14
11/16/2024 16:00:00 | 11/16/2024 16:00:00 | 10.98 | 10.98 | 0 | 513.54
11/16/2024 17:00:00 | 11/16/2024 17:00:00 | 0 | 0 | 0 | 525.31
11/16/2024 18:00:00 | 11/16/2024 18:00:00 | 0 | 0 | 0 | 514.05
11/16/2024 19:00:00 | 11/16/2024 19:00:00 | 0 | 0 | 0 | 509.44
11/16/2024 20:00:00 | 11/16/2024 20:00:00 | 0 | 0 | 0 | 503.29
11/16/2024 21:00:00 | 11/16/2024 21:00:00 | 0 | 0 | 0 | 503.81
11/16/2024 22:00:00 | 11/16/2024 22:00:00 | 0 | 0 | 0 | 500.74
11/16/2024 23:00:00 | 11/16/2024 23:00:00 | 0 | 0 | 0 | 498.17
11/17/2024 00:00:00 | 11/17/2024 00:00:00 | 0 | 0 | 0 | 499.2
11/17/2024 01:00:00 | 11/17/2024 01:00:00 | 0 | 0 | 0 | 496.64
11/17/2024 02:00:00 | 11/17/2024 02:00:00 | 0 | 0 | 0 | 498.18
11/17/2024 03:00:00 | 11/17/2024 03:00:00 | 0 | 0 | 0 | 496.13
11/17/2024 04:00:00 | 11/17/2024 04:00:00 | 0 | 0 | 0 | 494.59
11/17/2024 05:00:00 | 11/17/2024 05:00:00 | 0 | 0 | 0 | 496.13
11/17/2024 06:00:00 | 11/17/2024 06:00:00 | 0.01 | 0.01 | 0 | 494.08
11/17/2024 07:00:00 | 11/17/2024 07:00:00 | 14.4 | 14.4 | 0 | 478.21
11/17/2024 08:00:00 | 11/17/2024 08:00:00 | 67.78 | 67.78 | 0 | 428.03
11/17/2024 09:00:00 | 11/17/2024 09:00:00 | 102.08 | 102.08 | 0 | 391.68
11/17/2024 10:00:00 | 11/17/2024 10:00:00 | 320.54 | 320.54 | 0 | 185.85
11/17/2024 11:00:00 | 11/17/2024 11:00:00 | 342.01 | 342.01 | 0 | 160.77
11/17/2024 12:00:00 | 11/17/2024 12:00:00 | 297.83 | 297.83 | 0 | 204.29
11/17/2024 13:00:00 | 11/17/2024 13:00:00 | 283.87 | 283.87 | 0 | 214.53
11/17/2024 14:00:00 | 11/17/2024 14:00:00 | 194.34 | 194.34 | 0 | 299.52
11/17/2024 15:00:00 | 11/17/2024 15:00:00 | 82.56 | 82.56 | 0 | 402.43
11/17/2024 16:00:00 | 11/17/2024 16:00:00 | 9.36 | 9.36 | 0 | 474.62
11/17/2024 17:00:00 | 11/17/2024 17:00:00 | 0 | 0 | 0 | 489.48
11/17/2024 18:00:00 | 11/17/2024 18:00:00 | 0 | 0 | 0 | 486.4
11/17/2024 19:00:00 | 11/17/2024 19:00:00 | 0 | 0 | 0 | 487.42
11/17/2024 20:00:00 | 11/17/2024 20:00:00 | 0 | 0 | 0 | 485.38
11/17/2024 21:00:00 | 11/17/2024 21:00:00 | 0 | 0 | 0 | 486.4
11/17/2024 22:00:00 | 11/17/2024 22:00:00 | 0 | 0 | 0 | 485.37
11/17/2024 23:00:00 | 11/17/2024 23:00:00 | 0 | 0 | 0 | 484.35
11/18/2024 00:00:00 | 11/18/2024 00:00:00 | 0 | 0 | 0 | 485.38
11/18/2024 01:00:00 | 11/18/2024 01:00:00 | 0 | 0 | 0 | 483.33
11/18/2024 02:00:00 | 11/18/2024 02:00:00 | 0 | 0 | 0 | 485.37
11/18/2024 03:00:00 | 11/18/2024 03:00:00 | 0 | 0 | 0 | 483.84
11/18/2024 04:00:00 | 11/18/2024 04:00:00 | 0 | 0 | 0 | 484.36
11/18/2024 05:00:00 | 11/18/2024 05:00:00 | 0 | 0 | 0 | 483.84
11/18/2024 06:00:00 | 11/18/2024 06:00:00 | 0 | 0 | 0 | 605.18
11/18/2024 07:00:00 | 11/18/2024 07:00:00 | 11.34 | 11.34 | 0 | 1147.39
11/18/2024 08:00:00 | 11/18/2024 08:00:00 | 62.33 | 62.33 | 0 | 980.99
11/18/2024 09:00:00 | 11/18/2024 09:00:00 | 148.6 | 148.6 | 0 | 865.28
11/18/2024 10:00:00 | 11/18/2024 10:00:00 | 249.01 | 249.01 | 0 | 873.99
11/18/2024 11:00:00 | 11/18/2024 11:00:00 | 325.39 | 325.39 | 0 | 461.82
11/18/2024 12:00:00 | 11/18/2024 12:00:00 | 273.57 | 273.57 | 0 | 800.26
11/18/2024 13:00:00 | 11/18/2024 13:00:00 | 222.38 | 222.38 | 0 | 704
11/18/2024 14:00:00 | 11/18/2024 14:00:00 | 97.61 | 97.61 | 0 | 843.26
11/18/2024 15:00:00 | 11/18/2024 15:00:00 | 55.44 | 55.44 | 0 | 720.39
11/18/2024 16:00:00 | 11/18/2024 16:00:00 | 4.64 | 4.64 | 0 | 730.62
11/18/2024 17:00:00 | 11/18/2024 17:00:00 | 0 | 0 | 0 | 783.87
11/18/2024 18:00:00 | 11/18/2024 18:00:00 | 0 | 0 | 0 | 717.31
11/18/2024 19:00:00 | 11/18/2024 19:00:00 | 0 | 0 | 0 | 739.84
11/18/2024 20:00:00 | 11/18/2024 20:00:00 | 0 | 0 | 0 | 730.63
11/18/2024 21:00:00 | 11/18/2024 21:00:00 | 0 | 0 | 0 | 715.77
11/18/2024 22:00:00 | 11/18/2024 22:00:00 | 0 | 0 | 0 | 517.64
11/18/2024 23:00:00 | 11/18/2024 23:00:00 | 0 | 0 | 0 | 502.27
11/19/2024 00:00:00 | 11/19/2024 00:00:00 | 0 | 0 | 0 | 499.2
11/19/2024 01:00:00 | 11/19/2024 01:00:00 | 0 | 0 | 0 | 494.08
11/19/2024 02:00:00 | 11/19/2024 02:00:00 | 0 | 0 | 0 | 497.15
11/19/2024 03:00:00 | 11/19/2024 03:00:00 | 0 | 0 | 0 | 502.27
11/19/2024 04:00:00 | 11/19/2024 04:00:00 | 0 | 0 | 0 | 492.03
11/19/2024 05:00:00 | 11/19/2024 05:00:00 | 0 | 0 | 0 | 489.48
11/19/2024 06:00:00 | 11/19/2024 06:00:00 | 0 | 0 | 0 | 781.82
11/19/2024 07:00:00 | 11/19/2024 07:00:00 | 8.2 | 8.2 | 0 | 979.97
11/19/2024 08:00:00 | 11/19/2024 08:00:00 | 79.64 | 79.64 | 0 | 833.02
11/19/2024 09:00:00 | 11/19/2024 09:00:00 | 157.06 | 157.06 | 0 | 711.68
11/19/2024 10:00:00 | 11/19/2024 10:00:00 | 210.3 | 210.3 | 0 | 966.15
11/19/2024 11:00:00 | 11/19/2024 11:00:00 | 217.55 | 217.55 | 0 | 685.56
11/19/2024 12:00:00 | 11/19/2024 12:00:00 | 182.91 | 182.91 | 0 | 942.08
11/19/2024 13:00:00 | 11/19/2024 13:00:00 | 113.07 | 113.07 | 0 | 990.72
11/19/2024 14:00:00 | 11/19/2024 14:00:00 | 131.59 | 131.59 | 0 | 1053.19
11/19/2024 15:00:00 | 11/19/2024 15:00:00 | 40.32 | 40.32 | 0 | 960.51
11/19/2024 16:00:00 | 11/19/2024 16:00:00 | 0.49 | 0.49 | 0 | 871.42
11/19/2024 17:00:00 | 11/19/2024 17:00:00 | 0 | 0 | 0 | 877.06
11/19/2024 18:00:00 | 11/19/2024 18:00:00 | 0 | 0 | 0 | 880.64
11/19/2024 19:00:00 | 11/19/2024 19:00:00 | 0 | 0 | 0 | 874.5
11/19/2024 20:00:00 | 11/19/2024 20:00:00 | 0 | 0 | 0 | 851.45
11/19/2024 21:00:00 | 11/19/2024 21:00:00 | 0 | 0 | 0 | 704
11/19/2024 22:00:00 | 11/19/2024 22:00:00 | 0 | 0 | 0 | 526.34
11/19/2024 23:00:00 | 11/19/2024 23:00:00 | 0 | 0 | 0 | 524.29
11/20/2024 00:00:00 | 11/20/2024 00:00:00 | 0 | 0 | 0 | 524.8
11/20/2024 01:00:00 | 11/20/2024 01:00:00 | 0 | 0 | 0 | 528.89
11/20/2024 02:00:00 | 11/20/2024 02:00:00 | 0 | 0 | 0 | 528.9
11/20/2024 03:00:00 | 11/20/2024 03:00:00 | 0 | 0 | 0 | 526.33
11/20/2024 04:00:00 | 11/20/2024 04:00:00 | 0 | 0 | 0 | 513.03
11/20/2024 05:00:00 | 11/20/2024 05:00:00 | 0 | 0 | 0 | 522.24
11/20/2024 06:00:00 | 11/20/2024 06:00:00 | 0 | 0 | 0 | 523.77
11/20/2024 07:00:00 | 11/20/2024 07:00:00 | 0.84 | 0.84 | 0 | 823.3
11/20/2024 08:00:00 | 11/20/2024 08:00:00 | 7.34 | 7.34 | 0 | 883.71
11/20/2024 09:00:00 | 11/20/2024 09:00:00 | 71.94 | 71.94 | 0 | 711.68
11/20/2024 10:00:00 | 11/20/2024 10:00:00 | 108.37 | 108.37 | 0 | 752.64
11/20/2024 11:00:00 | 11/20/2024 11:00:00 | 163.89 | 163.89 | 0 | 572.42
11/20/2024 12:00:00 | 11/20/2024 12:00:00 | 221.61 | 221.61 | 0 | 668.16
11/20/2024 13:00:00 | 11/20/2024 13:00:00 | 221.16 | 221.16 | 0 | 574.97
11/20/2024 14:00:00 | 11/20/2024 14:00:00 | 178.08 | 178.08 | 0 | 1049.6
11/20/2024 15:00:00 | 11/20/2024 15:00:00 | 63.7 | 63.7 | 0 | 1038.85
11/20/2024 16:00:00 | 11/20/2024 16:00:00 | 5.09 | 5.09 | 0 | 945.15
11/20/2024 17:00:00 | 11/20/2024 17:00:00 | 0 | 0 | 0 | 930.31
11/20/2024 18:00:00 | 11/20/2024 18:00:00 | 0 | 0 | 0 | 962.05
11/20/2024 19:00:00 | 11/20/2024 19:00:00 | 0 | 0 | 0 | 985.6
11/20/2024 20:00:00 | 11/20/2024 20:00:00 | 0 | 0 | 0 | 929.28
11/20/2024 21:00:00 | 11/20/2024 21:00:00 | 0 | 0 | 0 | 575.48
11/20/2024 22:00:00 | 11/20/2024 22:00:00 | 0 | 0 | 0 | 563.72
11/20/2024 23:00:00 | 11/20/2024 23:00:00 | 0 | 0 | 0 | 564.73
11/21/2024 00:00:00 | 11/21/2024 00:00:00 | 0 | 0 | 0 | 562.69
11/21/2024 01:00:00 | 11/21/2024 01:00:00 | 0 | 0 | 0 | 563.71
11/21/2024 02:00:00 | 11/21/2024 02:00:00 | 0 | 0 | 0 | 563.2
11/21/2024 03:00:00 | 11/21/2024 03:00:00 | 0 | 0 | 0 | 560.13
11/21/2024 04:00:00 | 11/21/2024 04:00:00 | 0 | 0 | 0 | 537.09
11/21/2024 05:00:00 | 11/21/2024 05:00:00 | 0 | 0 | 0 | 526.33
11/21/2024 06:00:00 | 11/21/2024 06:00:00 | 0 | 0 | 0 | 788.48
11/21/2024 07:00:00 | 11/21/2024 07:00:00 | 26.99 | 26.99 | 0 | 875.52
11/21/2024 08:00:00 | 11/21/2024 08:00:00 | 183.01 | 183.01 | 0 | 708.61
11/21/2024 09:00:00 | 11/21/2024 09:00:00 | 279.87 | 279.87 | 0 | 411.14
11/21/2024 10:00:00 | 11/21/2024 10:00:00 | 346.92 | 346.92 | 0 | 617.98
11/21/2024 11:00:00 | 11/21/2024 11:00:00 | 335.88 | 335.88 | 0 | 627.71
11/21/2024 12:00:00 | 11/21/2024 12:00:00 | 328.67 | 328.67 | 0 | 597.51
11/21/2024 13:00:00 | 11/21/2024 13:00:00 | 230.38 | 230.38 | 0 | 721.41
11/21/2024 14:00:00 | 11/21/2024 14:00:00 | 80.89 | 80.89 | 0 | 820.73
11/21/2024 15:00:00 | 11/21/2024 15:00:00 | 23.74 | 23.74 | 0 | 871.94
11/21/2024 16:00:00 | 11/21/2024 16:00:00 | 0.81 | 0.81 | 0 | 878.08
11/21/2024 17:00:00 | 11/21/2024 17:00:00 | 0 | 0 | 0 | 862.72
11/21/2024 18:00:00 | 11/21/2024 18:00:00 | 0 | 0 | 0 | 779.77
11/21/2024 19:00:00 | 11/21/2024 19:00:00 | 0 | 0 | 0 | 740.87
11/21/2024 20:00:00 | 11/21/2024 20:00:00 | 0 | 0 | 0 | 626.17
11/21/2024 21:00:00 | 11/21/2024 21:00:00 | 0 | 0 | 0 | 553.99
11/21/2024 22:00:00 | 11/21/2024 22:00:00 | 0 | 0 | 0 | 548.86
11/21/2024 23:00:00 | 11/21/2024 23:00:00 | 0 | 0 | 0 | 551.43
11/22/2024 00:00:00 | 11/22/2024 00:00:00 | 0 | 0 | 0 | 547.32
11/22/2024 01:00:00 | 11/22/2024 01:00:00 | 0 | 0 | 0 | 547.33
11/22/2024 02:00:00 | 11/22/2024 02:00:00 | 0 | 0 | 0 | 547.33
11/22/2024 03:00:00 | 11/22/2024 03:00:00 | 0 | 0 | 0 | 544.77
11/22/2024 04:00:00 | 11/22/2024 04:00:00 | 0 | 0 | 0 | 546.81
11/22/2024 05:00:00 | 11/22/2024 05:00:00 | 0 | 0 | 0 | 561.16
11/22/2024 06:00:00 | 11/22/2024 06:00:00 | 0 | 0 | 0 | 634.36
11/22/2024 07:00:00 | 11/22/2024 07:00:00 | 5.8 | 5.8 | 0 | 718.85
11/22/2024 08:00:00 | 11/22/2024 08:00:00 | 73.5 | 73.5 | 0 | 577.03
11/22/2024 09:00:00 | 11/22/2024 09:00:00 | 68.5 | 68.5 | 0 | 608.25
11/22/2024 10:00:00 | 11/22/2024 10:00:00 | 56.18 | 56.18 | 0 | 708.61
11/22/2024 11:00:00 | 11/22/2024 11:00:00 | 78.07 | 78.07 | 0 | 735.23
11/22/2024 12:00:00 | 11/22/2024 12:00:00 | 116.26 | 116.26 | 0 | 702.47
11/22/2024 13:00:00 | 11/22/2024 13:00:00 | 259.75 | 259.75 | 0 | 623.61
11/22/2024 14:00:00 | 11/22/2024 14:00:00 | 195.14 | 195.14 | 0 | 693.25
11/22/2024 15:00:00 | 11/22/2024 15:00:00 | 95.81 | 95.81 | 0 | 623.1
11/22/2024 16:00:00 | 11/22/2024 16:00:00 | 6.25 | 6.25 | 0 | 684.04
11/22/2024 17:00:00 | 11/22/2024 17:00:00 | 0 | 0 | 0 | 781.31
11/22/2024 18:00:00 | 11/22/2024 18:00:00 | 0 | 0 | 0 | 776.7
11/22/2024 19:00:00 | 11/22/2024 19:00:00 | 0 | 0 | 0 | 589.31
11/22/2024 20:00:00 | 11/22/2024 20:00:00 | 0 | 0 | 0 | 752.13
11/22/2024 21:00:00 | 11/22/2024 21:00:00 | 0 | 0 | 0 | 663.55
11/22/2024 22:00:00 | 11/22/2024 22:00:00 | 0 | 0 | 0 | 544.77
11/22/2024 23:00:00 | 11/22/2024 23:00:00 | 0 | 0 | 0 | 544.26
11/23/2024 00:00:00 | 11/23/2024 00:00:00 | 0 | 0 | 0 | 541.18
11/23/2024 01:00:00 | 11/23/2024 01:00:00 | 0 | 0 | 0 | 542.72
11/23/2024 02:00:00 | 11/23/2024 02:00:00 | 0 | 0 | 0 | 543.75
11/23/2024 03:00:00 | 11/23/2024 03:00:00 | 0 | 0 | 0 | 544.25
11/23/2024 04:00:00 | 11/23/2024 04:00:00 | 0 | 0 | 0 | 545.28
11/23/2024 05:00:00 | 11/23/2024 05:00:00 | 0 | 0 | 0 | 545.79
11/23/2024 06:00:00 | 11/23/2024 06:00:00 | 0 | 0 | 0 | 610.82
11/23/2024 07:00:00 | 11/23/2024 07:00:00 | 38.78 | 38.78 | 0 | 570.37
11/23/2024 08:00:00 | 11/23/2024 08:00:00 | 184.09 | 184.09 | 0 | 422.91
11/23/2024 09:00:00 | 11/23/2024 09:00:00 | 275.24 | 275.24 | 0 | 385.02
11/23/2024 10:00:00 | 11/23/2024 10:00:00 | 338.85 | 338.85 | 0 | 289.8
11/23/2024 11:00:00 | 11/23/2024 11:00:00 | 384.78 | 384.78 | 0 | 238.59
11/23/2024 12:00:00 | 11/23/2024 12:00:00 | 382.07 | 382.07 | 0 | 283.65
11/23/2024 13:00:00 | 11/23/2024 13:00:00 | 313.59 | 313.59 | 0 | 368.64
11/23/2024 14:00:00 | 11/23/2024 14:00:00 | 188.35 | 188.35 | 0 | 325.12
11/23/2024 15:00:00 | 11/23/2024 15:00:00 | 53.7 | 53.7 | 0 | 448
11/23/2024 16:00:00 | 11/23/2024 16:00:00 | 3.25 | 3.25 | 0 | 497.15
11/23/2024 17:00:00 | 11/23/2024 17:00:00 | 0 | 0 | 0 | 505.34
11/23/2024 18:00:00 | 11/23/2024 18:00:00 | 0 | 0 | 0 | 500.74
11/23/2024 19:00:00 | 11/23/2024 19:00:00 | 0 | 0 | 0 | 499.71
11/23/2024 20:00:00 | 11/23/2024 20:00:00 | 0 | 0 | 0 | 491.52
11/23/2024 21:00:00 | 11/23/2024 21:00:00 | 0 | 0 | 0 | 491.52
11/23/2024 22:00:00 | 11/23/2024 22:00:00 | 0 | 0 | 0 | 495.1
11/23/2024 23:00:00 | 11/23/2024 23:00:00 | 0 | 0 | 0 | 495.11
11/24/2024 00:00:00 | 11/24/2024 00:00:00 | 0 | 0 | 0 | 494.08
11/24/2024 01:00:00 | 11/24/2024 01:00:00 | 0 | 0 | 0 | 493.05
11/24/2024 02:00:00 | 11/24/2024 02:00:00 | 0 | 0 | 0 | 492.55
11/24/2024 03:00:00 | 11/24/2024 03:00:00 | 0 | 0 | 0 | 494.08
11/24/2024 04:00:00 | 11/24/2024 04:00:00 | 0 | 0 | 0 | 493.05
11/24/2024 05:00:00 | 11/24/2024 05:00:00 | 0 | 0 | 0 | 493.57
11/24/2024 06:00:00 | 11/24/2024 06:00:00 | 0 | 0 | 0 | 489.99
11/24/2024 07:00:00 | 11/24/2024 07:00:00 | 10.41 | 10.41 | 0 | 477.69
11/24/2024 08:00:00 | 11/24/2024 08:00:00 | 79.63 | 79.63 | 0 | 409.09
11/24/2024 09:00:00 | 11/24/2024 09:00:00 | 211.03 | 211.03 | 0 | 280.58
11/24/2024 10:00:00 | 11/24/2024 10:00:00 | 368.43 | 368.43 | 0 | 141.31
11/24/2024 11:00:00 | 11/24/2024 11:00:00 | 360.8 | 360.8 | 0 | 152.06
11/24/2024 12:00:00 | 11/24/2024 12:00:00 | 407.82 | 407.82 | 0.19 | 95.23
11/24/2024 13:00:00 | 11/24/2024 13:00:00 | 212.12 | 212.12 | 0 | 280.58
11/24/2024 14:00:00 | 11/24/2024 14:00:00 | 214.28 | 214.28 | 0 | 280.06
11/24/2024 15:00:00 | 11/24/2024 15:00:00 | 71.24 | 71.24 | 0 | 414.72
11/24/2024 16:00:00 | 11/24/2024 16:00:00 | 4.43 | 4.43 | 0 | 483.33
11/24/2024 17:00:00 | 11/24/2024 17:00:00 | 0 | 0 | 0 | 485.89
11/24/2024 18:00:00 | 11/24/2024 18:00:00 | 0 | 0 | 0 | 485.89
11/24/2024 19:00:00 | 11/24/2024 19:00:00 | 0 | 0 | 0 | 487.42
11/24/2024 20:00:00 | 11/24/2024 20:00:00 | 0 | 0 | 0 | 488.96
11/24/2024 21:00:00 | 11/24/2024 21:00:00 | 0 | 0 | 0 | 490.5
11/24/2024 22:00:00 | 11/24/2024 22:00:00 | 0 | 0 | 0 | 488.45
11/24/2024 23:00:00 | 11/24/2024 23:00:00 | 0 | 0 | 0 | 486.4
11/25/2024 00:00:00 | 11/25/2024 00:00:00 | 0 | 0 | 0 | 482.81
11/25/2024 01:00:00 | 11/25/2024 01:00:00 | 0 | 0 | 0 | 486.91
11/25/2024 02:00:00 | 11/25/2024 02:00:00 | 0 | 0 | 0 | 483.84
11/25/2024 03:00:00 | 11/25/2024 03:00:00 | 0 | 0 | 0 | 484.87
11/25/2024 04:00:00 | 11/25/2024 04:00:00 | 0 | 0 | 0 | 483.84
11/25/2024 05:00:00 | 11/25/2024 05:00:00 | 0 | 0 | 0 | 487.93
11/25/2024 06:00:00 | 11/25/2024 06:00:00 | 0 | 0 | 0 | 643.59
11/25/2024 07:00:00 | 11/25/2024 07:00:00 | 13.86 | 13.86 | 0 | 1065.47
11/25/2024 08:00:00 | 11/25/2024 08:00:00 | 66.82 | 66.82 | 0 | 1050.11
11/25/2024 09:00:00 | 11/25/2024 09:00:00 | 162.89 | 162.89 | 0 | 859.65
11/25/2024 10:00:00 | 11/25/2024 10:00:00 | 161.99 | 161.99 | 0 | 990.72
11/25/2024 11:00:00 | 11/25/2024 11:00:00 | 213.19 | 213.19 | 0 | 894.46
11/25/2024 12:00:00 | 11/25/2024 12:00:00 | 203.63 | 203.63 | 0 | 859.14
11/25/2024 13:00:00 | 11/25/2024 13:00:00 | 183.26 | 183.26 | 0 | 845.31
11/25/2024 14:00:00 | 11/25/2024 14:00:00 | 161.79 | 161.79 | 0 | 953.86
11/25/2024 15:00:00 | 11/25/2024 15:00:00 | 44.87 | 44.87 | 0 | 757.76
11/25/2024 16:00:00 | 11/25/2024 16:00:00 | 1.52 | 1.52 | 0 | 762.88
11/25/2024 17:00:00 | 11/25/2024 17:00:00 | 0 | 0 | 0 | 796.16
11/25/2024 18:00:00 | 11/25/2024 18:00:00 | 0 | 0 | 0 | 772.61
11/25/2024 19:00:00 | 11/25/2024 19:00:00 | 0 | 0 | 0 | 813.05
11/25/2024 20:00:00 | 11/25/2024 20:00:00 | 0 | 0 | 0 | 755.71
11/25/2024 21:00:00 | 11/25/2024 21:00:00 | 0 | 0 | 0 | 780.8
11/25/2024 22:00:00 | 11/25/2024 22:00:00 | 0 | 0 | 0 | 517.64
11/25/2024 23:00:00 | 11/25/2024 23:00:00 | 0 | 0 | 0 | 510.46
11/26/2024 00:00:00 | 11/26/2024 00:00:00 | 0 | 0 | 0 | 517.12
11/26/2024 01:00:00 | 11/26/2024 01:00:00 | 0 | 0 | 0 | 506.88
11/26/2024 02:00:00 | 11/26/2024 02:00:00 | 0 | 0 | 0 | 515.07
11/26/2024 03:00:00 | 11/26/2024 03:00:00 | 0 | 0 | 0 | 505.35
11/26/2024 04:00:00 | 11/26/2024 04:00:00 | 0 | 0 | 0 | 512
11/26/2024 05:00:00 | 11/26/2024 05:00:00 | 0 | 0 | 0 | 510.97
11/26/2024 06:00:00 | 11/26/2024 06:00:00 | 0 | 0 | 0 | 756.74
11/26/2024 07:00:00 | 11/26/2024 07:00:00 | 1.97 | 1.97 | 0 | 1040.38
11/26/2024 08:00:00 | 11/26/2024 08:00:00 | 20.73 | 20.73 | 0 | 1107.97
11/26/2024 09:00:00 | 11/26/2024 09:00:00 | 55.45 | 55.45 | 0 | 1020.42
11/26/2024 10:00:00 | 11/26/2024 10:00:00 | 61.68 | 61.68 | 0 | 1222.65
11/26/2024 11:00:00 | 11/26/2024 11:00:00 | 93.28 | 93.28 | 0 | 1077.76
11/26/2024 12:00:00 | 11/26/2024 12:00:00 | 86.99 | 86.99 | 0 | 850.95
11/26/2024 13:00:00 | 11/26/2024 13:00:00 | 55.14 | 55.14 | 0 | 941.56
11/26/2024 14:00:00 | 11/26/2024 14:00:00 | 31.68 | 31.68 | 0 | 1028.61
11/26/2024 15:00:00 | 11/26/2024 15:00:00 | 10.29 | 10.29 | 0 | 806.91
11/26/2024 16:00:00 | 11/26/2024 16:00:00 | 1.01 | 1.01 | 0 | 726.02
11/26/2024 17:00:00 | 11/26/2024 17:00:00 | 0 | 0 | 0 | 722.94
11/26/2024 18:00:00 | 11/26/2024 18:00:00 | 0 | 0 | 0 | 792.07
11/26/2024 19:00:00 | 11/26/2024 19:00:00 | 0 | 0 | 0 | 587.26
11/26/2024 20:00:00 | 11/26/2024 20:00:00 | 0 | 0 | 0 | 679.94
11/26/2024 21:00:00 | 11/26/2024 21:00:00 | 0 | 0 | 0 | 798.72
11/26/2024 22:00:00 | 11/26/2024 22:00:00 | 0 | 0 | 0 | 549.89
11/26/2024 23:00:00 | 11/26/2024 23:00:00 | 0 | 0 | 0 | 525.31
11/27/2024 00:00:00 | 11/27/2024 00:00:00 | 0 | 0 | 0 | 523.77
11/27/2024 01:00:00 | 11/27/2024 01:00:00 | 0 | 0 | 0 | 522.76
11/27/2024 02:00:00 | 11/27/2024 02:00:00 | 0 | 0 | 0 | 523.26
11/27/2024 03:00:00 | 11/27/2024 03:00:00 | 0 | 0 | 0 | 521.73
11/27/2024 04:00:00 | 11/27/2024 04:00:00 | 0 | 0 | 0 | 520.19
11/27/2024 05:00:00 | 11/27/2024 05:00:00 | 0 | 0 | 0 | 516.61
11/27/2024 06:00:00 | 11/27/2024 06:00:00 | 0 | 0 | 0 | 516.61
11/27/2024 07:00:00 | 11/27/2024 07:00:00 | 0.63 | 0.63 | 0 | 886.78
11/27/2024 08:00:00 | 11/27/2024 08:00:00 | 13.14 | 13.14 | 0 | 961.02
11/27/2024 09:00:00 | 11/27/2024 09:00:00 | 59.02 | 59.02 | 0 | 799.24
11/27/2024 10:00:00 | 11/27/2024 10:00:00 | 100.56 | 100.56 | 0 | 855.55
11/27/2024 11:00:00 | 11/27/2024 11:00:00 | 90.55 | 90.55 | 0 | 693.76
11/27/2024 12:00:00 | 11/27/2024 12:00:00 | 86.63 | 86.63 | 0 | 891.9
11/27/2024 13:00:00 | 11/27/2024 13:00:00 | 58.7 | 58.7 | 0 | 981.51
11/27/2024 14:00:00 | 11/27/2024 14:00:00 | 63.12 | 63.12 | 0 | 1026.04
11/27/2024 15:00:00 | 11/27/2024 15:00:00 | 35.21 | 35.21 | 0 | 875.52
11/27/2024 16:00:00 | 11/27/2024 16:00:00 | 4.73 | 4.73 | 0 | 743.43
11/27/2024 17:00:00 | 11/27/2024 17:00:00 | 0 | 0 | 0 | 785.41
11/27/2024 18:00:00 | 11/27/2024 18:00:00 | 0 | 0 | 0 | 745.98
11/27/2024 19:00:00 | 11/27/2024 19:00:00 | 0 | 0 | 0 | 770.05
11/27/2024 20:00:00 | 11/27/2024 20:00:00 | 0 | 0 | 0 | 581.12
11/27/2024 21:00:00 | 11/27/2024 21:00:00 | 0 | 0 | 0 | 798.21
11/27/2024 22:00:00 | 11/27/2024 22:00:00 | 0 | 0 | 0 | 504.83
11/27/2024 23:00:00 | 11/27/2024 23:00:00 | 0 | 0 | 0 | 502.78
11/28/2024 00:00:00 | 11/28/2024 00:00:00 | 0 | 0 | 0 | 499.71
11/28/2024 01:00:00 | 11/28/2024 01:00:00 | 0 | 0 | 0 | 490.5
11/28/2024 02:00:00 | 11/28/2024 02:00:00 | 0 | 0 | 0 | 482.82
11/28/2024 03:00:00 | 11/28/2024 03:00:00 | 0 | 0 | 0 | 479.74
11/28/2024 04:00:00 | 11/28/2024 04:00:00 | 0 | 0 | 0 | 480.77
11/28/2024 05:00:00 | 11/28/2024 05:00:00 | 0 | 0 | 0 | 494.59
11/28/2024 06:00:00 | 11/28/2024 06:00:00 | 0 | 0 | 0 | 860.67
11/28/2024 07:00:00 | 11/28/2024 07:00:00 | 5.35 | 5.35 | 0 | 1273.35
11/28/2024 08:00:00 | 11/28/2024 08:00:00 | 39.78 | 39.78 | 0 | 1299.96
11/28/2024 09:00:00 | 11/28/2024 09:00:00 | 51.16 | 51.16 | 0 | 1129.99
11/28/2024 10:00:00 | 11/28/2024 10:00:00 | 103.36 | 103.36 | 0 | 1194.49
11/28/2024 11:00:00 | 11/28/2024 11:00:00 | 58.53 | 58.53 | 0 | 970.76
11/28/2024 12:00:00 | 11/28/2024 12:00:00 | 44.89 | 44.89 | 0 | 1171.96
11/28/2024 13:00:00 | 11/28/2024 13:00:00 | 36.32 | 36.32 | 0 | 991.75
11/28/2024 14:00:00 | 11/28/2024 14:00:00 | 15.54 | 15.54 | 0 | 1113.6
11/28/2024 15:00:00 | 11/28/2024 15:00:00 | 2.85 | 2.85 | 0 | 765.44
11/28/2024 16:00:00 | 11/28/2024 16:00:00 | 0.04 | 0.04 | 0 | 737.28
11/28/2024 17:00:00 | 11/28/2024 17:00:00 | 0 | 0 | 0 | 872.45
11/28/2024 18:00:00 | 11/28/2024 18:00:00 | 0 | 0 | 0 | 897.02
11/28/2024 19:00:00 | 11/28/2024 19:00:00 | 0 | 0 | 0 | 747.01
11/28/2024 20:00:00 | 11/28/2024 20:00:00 | 0 | 0 | 0 | 419.33
11/28/2024 21:00:00 | 11/28/2024 21:00:00 | 0 | 0 | 0 | 670.2
11/28/2024 22:00:00 | 11/28/2024 22:00:00 | 0 | 0 | 0 | 501.76
11/28/2024 23:00:00 | 11/28/2024 23:00:00 | 0 | 0 | 0 | 504.32
11/29/2024 00:00:00 | 11/29/2024 00:00:00 | 0 | 0 | 0 | 502.28
11/29/2024 01:00:00 | 11/29/2024 01:00:00 | 0 | 0 | 0 | 502.78
11/29/2024 02:00:00 | 11/29/2024 02:00:00 | 0 | 0 | 0 | 504.83
11/29/2024 03:00:00 | 11/29/2024 03:00:00 | 0 | 0 | 0 | 499.71
11/29/2024 04:00:00 | 11/29/2024 04:00:00 | 0 | 0 | 0 | 494.08
11/29/2024 05:00:00 | 11/29/2024 05:00:00 | 0 | 0 | 0 | 507.4
11/29/2024 06:00:00 | 11/29/2024 06:00:00 | 0 | 0 | 0 | 809.47
11/29/2024 07:00:00 | 11/29/2024 07:00:00 | 21.73 | 21.73 | 0 | 1218.05
11/29/2024 08:00:00 | 11/29/2024 08:00:00 | 153.62 | 153.62 | 0 | 1077.76
11/29/2024 09:00:00 | 11/29/2024 09:00:00 | 248.44 | 248.44 | 0 | 1004.03
11/29/2024 10:00:00 | 11/29/2024 10:00:00 | 307.14 | 307.14 | 0 | 738.3
11/29/2024 11:00:00 | 11/29/2024 11:00:00 | 341.71 | 341.71 | 0 | 508.42
11/29/2024 12:00:00 | 11/29/2024 12:00:00 | 339.64 | 339.64 | 0 | 548.86
11/29/2024 13:00:00 | 11/29/2024 13:00:00 | 281.74 | 281.74 | 0 | 755.71
11/29/2024 14:00:00 | 11/29/2024 14:00:00 | 165.17 | 165.17 | 0 | 822.79
11/29/2024 15:00:00 | 11/29/2024 15:00:00 | 52.62 | 52.62 | 0 | 761.34
11/29/2024 16:00:00 | 11/29/2024 16:00:00 | 4.46 | 4.46 | 0 | 604.16
11/29/2024 17:00:00 | 11/29/2024 17:00:00 | 0 | 0 | 0 | 694.27
11/29/2024 18:00:00 | 11/29/2024 18:00:00 | 0 | 0 | 0 | 726.02
11/29/2024 19:00:00 | 11/29/2024 19:00:00 | 0 | 0 | 0 | 774.66
11/29/2024 20:00:00 | 11/29/2024 20:00:00 | 0 | 0 | 0 | 744.44
11/29/2024 21:00:00 | 11/29/2024 21:00:00 | 0 | 0 | 0 | 715.27
11/29/2024 22:00:00 | 11/29/2024 22:00:00 | 0 | 0 | 0 | 324.61
11/29/2024 23:00:00 | 11/29/2024 23:00:00 | 0 | 0 | 0 | 218.62
11/30/2024 00:00:00 | 11/30/2024 00:00:00 | 0 | 0 | 0 | 511.49
11/30/2024 01:00:00 | 11/30/2024 01:00:00 | 0 | 0 | 0 | 508.41
11/30/2024 02:00:00 | 11/30/2024 02:00:00 | 0 | 0 | 0 | 509.44
11/30/2024 03:00:00 | 11/30/2024 03:00:00 | 0 | 0 | 0 | 512.52
11/30/2024 04:00:00 | 11/30/2024 04:00:00 | 0 | 0 | 0 | 510.97
11/30/2024 05:00:00 | 11/30/2024 05:00:00 | 0 | 0 | 0 | 516.1
11/30/2024 06:00:00 | 11/30/2024 06:00:00 | 0 | 0 | 0 | 729.09
11/30/2024 07:00:00 | 11/30/2024 07:00:00 | 20.58 | 20.58 | 0 | 634.36
11/30/2024 08:00:00 | 11/30/2024 08:00:00 | 154.5 | 154.5 | 0 | 458.24
11/30/2024 09:00:00 | 11/30/2024 09:00:00 | 247.82 | 247.82 | 0 | 551.94
11/30/2024 10:00:00 | 11/30/2024 10:00:00 | 306.92 | 306.92 | 0 | 507.39
11/30/2024 11:00:00 | 11/30/2024 11:00:00 | 342.26 | 342.26 | 0 | 392.71
11/30/2024 12:00:00 | 11/30/2024 12:00:00 | 340.88 | 340.88 | 0 | 227.32
11/30/2024 13:00:00 | 11/30/2024 13:00:00 | 281.71 | 281.71 | 0 | 235.01
11/30/2024 14:00:00 | 11/30/2024 14:00:00 | 165.57 | 165.57 | 0 | 329.22
11/30/2024 15:00:00 | 11/30/2024 15:00:00 | 52.5 | 52.5 | 0 | 438.78
11/30/2024 16:00:00 | 11/30/2024 16:00:00 | 4.68 | 4.68 | 0 | 489.99
11/30/2024 17:00:00 | 11/30/2024 17:00:00 | 0 | 0 | 0 | 500.22
11/30/2024 18:00:00 | 11/30/2024 18:00:00 | 0 | 0 | 0 | 505.86
11/30/2024 19:00:00 | 11/30/2024 19:00:00 | 0 | 0 | 0 | 507.9
11/30/2024 20:00:00 | 11/30/2024 20:00:00 | 0 | 0 | 0 | 514.56
11/30/2024 21:00:00 | 11/30/2024 21:00:00 | 0 | 0 | 0 | 522.75
11/30/2024 22:00:00 | 11/30/2024 22:00:00 | 0 | 0 | 0 | 534.53
11/30/2024 23:00:00 | 11/30/2024 23:00:00 | 0 | 0 | 0 | 529.92
2024-01-12 | 45303 | 0 | 0 | 0 | 524.29
2024-01-12 01:00 | 45303.0417 | 0 | 0 | 0 | 521.21
2024-01-12 02:00 | 45303.0833 | 0 | 0 | 0 | 521.73
2024-01-12 03:00 | 45303.125 | 0 | 0 | 0 | 519.68
2024-01-12 04:00 | 45303.1667 | 0 | 0 | 0 | 522.75
2024-01-12 05:00 | 45303.2083 | 0 | 0 | 0 | 521.73
2024-01-12 06:00 | 45303.25 | 0 | 0 | 0 | 522.24
2024-01-12 07:00 | 45303.2917 | 6.41 | 6.41 | 0 | 512.51
2024-01-12 08:00 | 45303.3333 | 112.08 | 112.08 | 0 | 405.51
2024-01-12 09:00 | 45303.375 | 234.63 | 234.63 | 0 | 286.21
2024-01-12 10:00 | 45303.4167 | 292.26 | 292.26 | 0 | 229.37
2024-01-12 11:00 | 45303.4583 | 329.31 | 329.31 | 0 | 186.88
2024-01-12 12:00 | 45303.5 | 325.96 | 325.96 | 0 | 183.3
2024-01-12 13:00 | 45303.5417 | 266.86 | 266.86 | 0 | 232.96
2024-01-12 14:00 | 45303.5833 | 158.41 | 158.41 | 0 | 334.85
2024-01-12 15:00 | 45303.625 | 50.69 | 50.69 | 0 | 435.2
2024-01-12 16:00 | 45303.6667 | 4.19 | 4.19 | 0 | 488.44
2024-01-12 17:00 | 45303.7083 | 0 | 0 | 0 | 486.4
2024-01-12 18:00 | 45303.75 | 0 | 0 | 0 | 491.01
2024-01-12 19:00 | 45303.7917 | 0 | 0 | 0 | 488.96
2024-01-12 20:00 | 45303.8333 | 0 | 0 | 0 | 486.4
2024-01-12 21:00 | 45303.875 | 0 | 0 | 0 | 487.94
2024-01-12 22:00 | 45303.9167 | 0 | 0 | 0 | 493.57
2024-01-12 23:00 | 45303.9583 | 0 | 0 | 0 | 487.42
2024-02-12 | 45334 | 0 | 0 | 0 | 485.38
2024-02-12 01:00 | 45334.0417 | 0 | 0 | 0 | 486.4
2024-02-12 02:00 | 45334.0833 | 0 | 0 | 0 | 484.86
2024-02-12 03:00 | 45334.125 | 0 | 0 | 0 | 486.91
2024-02-12 04:00 | 45334.1667 | 0 | 0 | 0 | 483.33
2024-02-12 05:00 | 45334.2083 | 0 | 0 | 0 | 470.53
2024-02-12 06:00 | 45334.25 | 0 | 0 | 0 | 568.83
2024-02-12 07:00 | 45334.2917 | 15.67 | 15.67 | 0 | 916.99
2024-02-12 08:00 | 45334.3333 | 143.29 | 143.29 | 0 | 623.62
2024-02-12 09:00 | 45334.375 | 239.34 | 239.34 | 0 | 704.51
2024-02-12 10:00 | 45334.4167 | 298.16 | 298.16 | 0 | 913.92
2024-02-12 11:00 | 45334.4583 | 333.52 | 333.52 | 0 | 770.05
2024-02-12 12:00 | 45334.5 | 331.02 | 331.02 | 0 | 848.89
2024-02-12 13:00 | 45334.5417 | 270.96 | 270.96 | 0 | 731.14
2024-02-12 14:00 | 45334.5833 | 160.09 | 160.09 | 0 | 926.21
2024-02-12 15:00 | 45334.625 | 43.93 | 43.93 | 0 | 862.72
2024-02-12 16:00 | 45334.6667 | 4.18 | 4.18 | 0 | 756.73
2024-02-12 17:00 | 45334.7083 | 0 | 0 | 0 | 846.34
2024-02-12 18:00 | 45334.75 | 0 | 0 | 0 | 846.85
2024-02-12 19:00 | 45334.7917 | 0 | 0 | 0 | 807.93
2024-02-12 20:00 | 45334.8333 | 0 | 0 | 0 | 856.58
2024-02-12 21:00 | 45334.875 | 0 | 0 | 0 | 807.42
2024-02-12 22:00 | 45334.9167 | 0 | 0 | 0 | 499.2
2024-02-12 23:00 | 45334.9583 | 0 | 0 | 0 | 500.74
2024-03-12 | 45363 | 0 | 0 | 0 | 501.76
2024-03-12 01:00 | 45363.0417 | 0 | 0 | 0 | 497.15
2024-03-12 02:00 | 45363.0833 | 0 | 0 | 0 | 500.23
2024-03-12 03:00 | 45363.125 | 0 | 0 | 0 | 499.2
2024-03-12 04:00 | 45363.1667 | 0 | 0 | 0 | 496.64
2024-03-12 05:00 | 45363.2083 | 0 | 0 | 0 | 504.83
2024-03-12 06:00 | 45363.25 | 0 | 0 | 0 | 823.29
2024-03-12 07:00 | 45363.2917 | 6.78 | 6.78 | 0 | 1057.8
2024-03-12 08:00 | 45363.3333 | 61.53 | 61.53 | 0 | 1025.53
2024-03-12 09:00 | 45363.375 | 152.2 | 152.2 | 0 | 948.23
2024-03-12 10:00 | 45363.4167 | 183.66 | 183.66 | 0 | 1050.11
2024-03-12 11:00 | 45363.4583 | 234.04 | 234.04 | 0 | 875.52
2024-03-12 12:00 | 45363.5 | 192.39 | 192.39 | 0 | 999.42
2024-03-12 13:00 | 45363.5417 | 122.02 | 122.02 | 0 | 975.36
2024-03-12 14:00 | 45363.5833 | 112.46 | 112.46 | 0 | 1156.61
2024-03-12 15:00 | 45363.625 | 42.74 | 42.74 | 0 | 933.38
2024-03-12 16:00 | 45363.6667 | 2.52 | 2.52 | 0 | 725.5
2024-03-12 17:00 | 45363.7083 | 0 | 0 | 0 | 791.04
2024-03-12 18:00 | 45363.75 | 0 | 0 | 0 | 669.7
2024-03-12 19:00 | 45363.7917 | 0 | 0 | 0 | 764.41
2024-03-12 20:00 | 45363.8333 | 0 | 0 | 0 | 834.56
2024-03-12 21:00 | 45363.875 | 0 | 0 | 0 | 683.52
2024-03-12 22:00 | 45363.9167 | 0 | 0 | 0 | 509.44
2024-03-12 23:00 | 45363.9583 | 0 | 0 | 0 | 509.44
2024-04-12 | 45394 | 0 | 0 | 0 | 504.83
2024-04-12 01:00 | 45394.0417 | 0 | 0 | 0 | 504.32
2024-04-12 02:00 | 45394.0833 | 0 | 0 | 0 | 505.86
2024-04-12 03:00 | 45394.125 | 0 | 0 | 0 | 508.42
2024-04-12 04:00 | 45394.1667 | 0 | 0 | 0 | 508.92
2024-04-12 05:00 | 45394.2083 | 0 | 0 | 0 | 510.47
2024-04-12 06:00 | 45394.25 | 0 | 0 | 0 | 833.02
2024-04-12 07:00 | 45394.2917 | 1.73 | 1.73 | 0 | 1109.51
2024-04-12 08:00 | 45394.3333 | 40.32 | 40.32 | 0 | 971.77
2024-04-12 09:00 | 45394.375 | 103.85 | 103.85 | 0 | 1045.51
2024-04-12 10:00 | 45394.4167 | 134.26 | 134.26 | 0 | 1160.19
2024-04-12 11:00 | 45394.4583 | 161.33 | 161.33 | 0 | 1070.59
2024-04-12 12:00 | 45394.5 | 228.32 | 228.32 | 0 | 900.1
2024-04-12 13:00 | 45394.5417 | 222.03 | 222.03 | 0 | 799.23
2024-04-12 14:00 | 45394.5833 | 118.16 | 118.16 | 0 | 938.49
2024-04-12 15:00 | 45394.625 | 34.33 | 34.33 | 0 | 920.07
2024-04-12 16:00 | 45394.6667 | 1.94 | 1.94 | 0 | 764.41
2024-04-12 17:00 | 45394.7083 | 0 | 0 | 0 | 832
2024-04-12 18:00 | 45394.75 | 0 | 0 | 0 | 842.24
2024-04-12 19:00 | 45394.7917 | 0 | 0 | 0 | 826.37
2024-04-12 20:00 | 45394.8333 | 0 | 0 | 0 | 819.2
2024-04-12 21:00 | 45394.875 | 0 | 0 | 0 | 611.84
2024-04-12 22:00 | 45394.9167 | 0 | 0 | 0 | 521.22
2024-04-12 23:00 | 45394.9583 | 0 | 0 | 0 | 520.19
2024-05-12 | 45424 | 0 | 0 | 0 | 518.66
2024-05-12 01:00 | 45424.0417 | 0 | 0 | 0 | 518.14
2024-05-12 02:00 | 45424.0833 | 0 | 0 | 0 | 515.58
2024-05-12 03:00 | 45424.125 | 0 | 0 | 0 | 514.05
2024-05-12 04:00 | 45424.1667 | 0 | 0 | 0 | 511.49
2024-05-12 05:00 | 45424.2083 | 0 | 0 | 0 | 520.7
2024-05-12 06:00 | 45424.25 | 0 | 0 | 0 | 854.53
2024-05-12 07:00 | 45424.2917 | 11.04 | 11.04 | 0 | 1172.99
2024-05-12 08:00 | 45424.3333 | 129.52 | 129.52 | 0 | 1026.56
2024-05-12 09:00 | 45424.375 | 231.72 | 231.72 | 0 | 880.13
2024-05-12 10:00 | 45424.4167 | 294.13 | 294.13 | 0 | 852.48
2024-05-12 11:00 | 45424.4583 | 331.45 | 331.45 | 0 | 705.03
2024-05-12 12:00 | 45424.5 | 329.74 | 329.74 | 0 | 839.68
2024-05-12 13:00 | 45424.5417 | 270.82 | 270.82 | 0 | 441.85
2024-05-12 14:00 | 45424.5833 | 158.52 | 158.52 | 0 | 896.51
2024-05-12 15:00 | 45424.625 | 50.42 | 50.42 | 0 | 757.25
2024-05-12 16:00 | 45424.6667 | 4.79 | 4.79 | 0 | 839.68
2024-05-12 17:00 | 45424.7083 | 0 | 0 | 0 | 807.94
2024-05-12 18:00 | 45424.75 | 0 | 0 | 0 | 815.61
2024-05-12 19:00 | 45424.7917 | 0 | 0 | 0 | 698.37
2024-05-12 20:00 | 45424.8333 | 0 | 0 | 0 | 561.67
2024-05-12 21:00 | 45424.875 | 0 | 0 | 0 | 515.07
2024-05-12 22:00 | 45424.9167 | 0 | 0 | 0 | 513.02
2024-05-12 23:00 | 45424.9583 | 0 | 0 | 0 | 513.03
2024-06-12 | 45455 | 0 | 0 | 0 | 509.44
2024-06-12 01:00 | 45455.0417 | 0 | 0 | 0 | 505.85
2024-06-12 02:00 | 45455.0833 | 0 | 0 | 0 | 493.57
2024-06-12 03:00 | 45455.125 | 0 | 0 | 0 | 489.47
2024-06-12 04:00 | 45455.1667 | 0 | 0 | 0 | 493.57
2024-06-12 05:00 | 45455.2083 | 0 | 0 | 0 | 502.27
2024-06-12 06:00 | 45455.25 | 0 | 0 | 0 | 798.21
2024-06-12 07:00 | 45455.2917 | 4.05 | 4.05 | 0 | 1195.52
2024-06-12 08:00 | 45455.3333 | 60.11 | 60.11 | 0 | 1137.66
2024-06-12 09:00 | 45455.375 | 82.95 | 82.95 | 0 | 944.13
2024-06-12 10:00 | 45455.4167 | 83.94 | 83.94 | 0 | 957.44
2024-06-12 11:00 | 45455.4583 | 64.62 | 64.62 | 0 | 1141.76
2024-06-12 12:00 | 45455.5 | 91.45 | 91.45 | 0 | 988.67
2024-06-12 13:00 | 45455.5417 | 137.92 | 137.92 | 0 | 865.8
2024-06-12 14:00 | 45455.5833 | 165.1 | 165.1 | 0 | 1019.39
2024-06-12 15:00 | 45455.625 | 54.79 | 54.79 | 0 | 861.69
2024-06-12 16:00 | 45455.6667 | 4.64 | 4.64 | 0 | 819.2
2024-06-12 17:00 | 45455.7083 | 0 | 0 | 0 | 808.45
2024-06-12 18:00 | 45455.75 | 0 | 0 | 0 | 847.87
2024-06-12 19:00 | 45455.7917 | 0 | 0 | 0 | 836.1
2024-06-12 20:00 | 45455.8333 | 0 | 0 | 0 | 848.9
2024-06-12 21:00 | 45455.875 | 0 | 0 | 0 | 716.8
2024-06-12 22:00 | 45455.9167 | 0 | 0 | 0 | 504.32
2024-06-12 23:00 | 45455.9583 | 0 | 0 | 0 | 511.48
2024-07-12 | 45485 | 0 | 0 | 0 | 512.52
2024-07-12 01:00 | 45485.0417 | 0 | 0 | 0 | 515.07
2024-07-12 02:00 | 45485.0833 | 0 | 0 | 0 | 516.61
2024-07-12 03:00 | 45485.125 | 0 | 0 | 0 | 515.07
2024-07-12 04:00 | 45485.1667 | 0 | 0 | 0 | 505.85
2024-07-12 05:00 | 45485.2083 | 0 | 0 | 0 | 499.72
2024-07-12 06:00 | 45485.25 | 0 | 0 | 0 | 808.96
2024-07-12 07:00 | 45485.2917 | 10.01 | 10.01 | 0 | 850.94
2024-07-12 08:00 | 45485.3333 | 143.11 | 143.11 | 0 | 748.54
2024-07-12 09:00 | 45485.375 | 242.47 | 242.47 | 0 | 648.71
2024-07-12 10:00 | 45485.4167 | 292.74 | 292.74 | 0 | 404.48
2024-07-12 11:00 | 45485.4583 | 315.48 | 315.48 | 0 | 574.97
2024-07-12 12:00 | 45485.5 | 251.32 | 251.32 | 0 | 617.48
2024-07-12 13:00 | 45485.5417 | 273.89 | 273.89 | 0 | 414.72
2024-07-12 14:00 | 45485.5833 | 130.32 | 130.32 | 0 | 370.68
2024-07-12 15:00 | 45485.625 | 71.79 | 71.79 | 0 | 425.48
2024-07-12 16:00 | 45485.6667 | 3.9 | 3.9 | 0 | 491.52
2024-07-12 17:00 | 45485.7083 | 0 | 0 | 0 | 498.68
2024-07-12 18:00 | 45485.75 | 0 | 0 | 0 | 498.69
2024-07-12 19:00 | 45485.7917 | 0 | 0 | 0 | 498.18
2024-07-12 20:00 | 45485.8333 | 0 | 0 | 0 | 504.32
2024-07-12 21:00 | 45485.875 | 0 | 0 | 0 | 512
2024-07-12 22:00 | 45485.9167 | 0 | 0 | 0 | 516.09
2024-07-12 23:00 | 45485.9583 | 0 | 0 | 0 | 515.08
2024-08-12 | 45516 | 0 | 0 | 0 | 503.29
2024-08-12 01:00 | 45516.0417 | 0 | 0 | 0 | 493.57
2024-08-12 02:00 | 45516.0833 | 0 | 0 | 0 | 491.52
2024-08-12 03:00 | 45516.125 | 0 | 0 | 0 | 486.91
2024-08-12 04:00 | 45516.1667 | 0 | 0 | 0 | 483.33
2024-08-12 05:00 | 45516.2083 | 0 | 0 | 0 | 482.82
2024-08-12 06:00 | 45516.25 | 0 | 0 | 0 | 482.3
2024-08-12 07:00 | 45516.2917 | 1.78 | 1.78 | 0 | 477.7
2024-08-12 08:00 | 45516.3333 | 21.04 | 21.04 | 0 | 455.68
2024-08-12 09:00 | 45516.375 | 37.67 | 37.67 | 0 | 436.73
2024-08-12 10:00 | 45516.4167 | 42.94 | 42.94 | 0 | 435.2
2024-08-12 11:00 | 45516.4583 | 51.9 | 51.9 | 0 | 427.01
2024-08-12 12:00 | 45516.5 | 37.12 | 37.12 | 0 | 438.27
2024-08-12 13:00 | 45516.5417 | 45.69 | 45.69 | 0 | 429.57
2024-08-12 14:00 | 45516.5833 | 28.52 | 28.52 | 0 | 448
2024-08-12 15:00 | 45516.625 | 7.72 | 7.72 | 0 | 471.55
2024-08-12 16:00 | 45516.6667 | 0.04 | 0.04 | 0 | 482.31
2024-08-12 17:00 | 45516.7083 | 0 | 0 | 0 | 476.67
2024-08-12 18:00 | 45516.75 | 0 | 0 | 0 | 475.13
2024-08-12 19:00 | 45516.7917 | 0 | 0 | 0 | 475.65
2024-08-12 20:00 | 45516.8333 | 0 | 0 | 0 | 475.65
2024-08-12 21:00 | 45516.875 | 0 | 0 | 0 | 474.62
2024-08-12 22:00 | 45516.9167 | 0 | 0 | 0 | 474.12
2024-08-12 23:00 | 45516.9583 | 0 | 0 | 0 | 474.11
2024-09-12 | 45547 | 0 | 0 | 0 | 472.06
2024-09-12 01:00 | 45547.0417 | 0 | 0 | 0 | 472.07
2024-09-12 02:00 | 45547.0833 | 0 | 0 | 0 | 479.23
2024-09-12 03:00 | 45547.125 | 0 | 0 | 0 | 505.34
2024-09-12 04:00 | 45547.1667 | 0 | 0 | 0 | 473.6
2024-09-12 05:00 | 45547.2083 | 0 | 0 | 0 | 479.75
2024-09-12 06:00 | 45547.25 | 0 | 0 | 0 | 747.52
2024-09-12 07:00 | 45547.2917 | 2.96 | 2.96 | 0 | 1149.44
2024-09-12 08:00 | 45547.3333 | 34.4 | 34.4 | 0 | 1092.09
2024-09-12 09:00 | 45547.375 | 79.57 | 79.57 | 0 | 949.25
2024-09-12 10:00 | 45547.4167 | 118.21 | 118.21 | 0 | 1025.54
2024-09-12 11:00 | 45547.4583 | 120.67 | 120.67 | 0 | 914.94
2024-09-12 12:00 | 45547.5 | 106.89 | 106.89 | 0 | 1081.86
2024-09-12 13:00 | 45547.5417 | 92.85 | 92.85 | 0 | 960.51
2024-09-12 14:00 | 45547.5833 | 77.66 | 77.66 | 0 | 1108.99
2024-09-12 15:00 | 45547.625 | 31.25 | 31.25 | 0 | 843.26
2024-09-12 16:00 | 45547.6667 | 0.66 | 0.66 | 0 | 855.04
2024-09-12 17:00 | 45547.7083 | 0 | 0 | 0 | 821.25
2024-09-12 18:00 | 45547.75 | 0 | 0 | 0 | 937.47
2024-09-12 19:00 | 45547.7917 | 0 | 0 | 0 | 940.04
2024-09-12 20:00 | 45547.8333 | 0 | 0 | 0 | 903.16
2024-09-12 21:00 | 45547.875 | 0 | 0 | 0 | 601.6
2024-09-12 22:00 | 45547.9167 | 0 | 0 | 0 | 583.68
2024-09-12 23:00 | 45547.9583 | 0 | 0 | 0 | 586.76
2024-10-12 | 45577 | 0 | 0 | 0 | 584.19
2024-10-12 01:00 | 45577.0417 | 0 | 0 | 0 | 583.17
2024-10-12 02:00 | 45577.0833 | 0 | 0 | 0 | 579.58
2024-10-12 03:00 | 45577.125 | 0 | 0 | 0 | 571.9
2024-10-12 04:00 | 45577.1667 | 0 | 0 | 0 | 557.06
2024-10-12 05:00 | 45577.2083 | 0 | 0 | 0 | 561.15
2024-10-12 06:00 | 45577.25 | 0 | 0 | 0 | 712.71
2024-10-12 07:00 | 45577.2917 | 3.35 | 3.35 | 0 | 1098.24
2024-10-12 08:00 | 45577.3333 | 95.53 | 95.53 | 0 | 985.08
2024-10-12 09:00 | 45577.375 | 145.96 | 145.96 | 0 | 915.97
2024-10-12 10:00 | 45577.4167 | 148.37 | 148.37 | 0 | 1084.93
2024-10-12 11:00 | 45577.4583 | 185.69 | 185.69 | 0 | 791.55
2024-10-12 12:00 | 45577.5 | 286.82 | 286.82 | 0 | 859.14
2024-10-12 13:00 | 45577.5417 | 144.93 | 144.93 | 0 | 859.13
2024-10-12 14:00 | 45577.5833 | 86.31 | 86.31 | 0 | 924.68
2024-10-12 15:00 | 45577.625 | 41.36 | 41.36 | 0 | 856.57
2024-10-12 16:00 | 45577.6667 | 2.65 | 2.65 | 0 | 867.84
2024-10-12 17:00 | 45577.7083 | 0 | 0 | 0 | 866.31
2024-10-12 18:00 | 45577.75 | 0 | 0 | 0 | 970.75
2024-10-12 19:00 | 45577.7917 | 0 | 0 | 0 | 956.93
2024-10-12 20:00 | 45577.8333 | 0 | 0 | 0 | 981.5
2024-10-12 21:00 | 45577.875 | 0 | 0 | 0 | 857.09
2024-10-12 22:00 | 45577.9167 | 0 | 0 | 0 | 547.33
2024-10-12 23:00 | 45577.9583 | 0 | 0 | 0 | 549.37
2024-11-12 | 45608 | 0 | 0 | 0 | 549.38
2024-11-12 01:00 | 45608.0417 | 0 | 0 | 0 | 549.89
2024-11-12 02:00 | 45608.0833 | 0 | 0 | 0 | 543.74
2024-11-12 03:00 | 45608.125 | 0 | 0 | 0 | 537.6
2024-11-12 04:00 | 45608.1667 | 0 | 0 | 0 | 537.6
2024-11-12 05:00 | 45608.2083 | 0 | 0 | 0 | 550.91
2024-11-12 06:00 | 45608.25 | 0 | 0 | 0 | 1001.47
2024-11-12 07:00 | 45608.2917 | 11.29 | 11.29 | 0 | 1210.37
2024-11-12 08:00 | 45608.3333 | 118.1 | 118.1 | 0 | 1190.91
2024-11-12 09:00 | 45608.375 | 222.04 | 222.04 | 0 | 1021.44
2024-11-12 10:00 | 45608.4167 | 305.07 | 305.07 | 0 | 1068.55
2024-11-12 11:00 | 45608.4583 | 198.34 | 198.34 | 0 | 1003.01
2024-11-12 12:00 | 45608.5 | 272.98 | 272.98 | 0 | 942.59
2024-11-12 13:00 | 45608.5417 | 179.63 | 179.63 | 0 | 975.36
2024-11-12 14:00 | 45608.5833 | 68.09 | 68.09 | 0 | 1132.54
2024-11-12 15:00 | 45608.625 | 28.25 | 28.25 | 0 | 894.47
2024-11-12 16:00 | 45608.6667 | 2.75 | 2.75 | 0 | 880.12
2024-11-12 17:00 | 45608.7083 | 0 | 0 | 0 | 909.83
2024-11-12 18:00 | 45608.75 | 0 | 0 | 0 | 914.43
2024-11-12 19:00 | 45608.7917 | 0 | 0 | 0 | 924.16
2024-11-12 20:00 | 45608.8333 | 0 | 0 | 0 | 908.8
2024-11-12 21:00 | 45608.875 | 0 | 0 | 0 | 900.61
2024-11-12 22:00 | 45608.9167 | 0 | 0 | 0 | 566.78
2024-11-12 23:00 | 45608.9583 | 0 | 0 | 0 | 552.96
2024-12-12 | 45638 | 0 | 0 | 0 | 539.65
2024-12-12 01:00 | 45638.0417 | 0 | 0 | 0 | 553.47
2024-12-12 02:00 | 45638.0833 | 0 | 0 | 0 | 565.25
2024-12-12 03:00 | 45638.125 | 0 | 0 | 0 | 569.34
2024-12-12 04:00 | 45638.1667 | 0 | 0 | 0 | 573.44
2024-12-12 05:00 | 45638.2083 | 0 | 0 | 0 | 579.08
2024-12-12 06:00 | 45638.25 | 0 | 0 | 0 | 889.85
2024-12-12 07:00 | 45638.2917 | 7.24 | 7.24 | 0 | 1160.71
2024-12-12 08:00 | 45638.3333 | 112.71 | 112.71 | 0 | 1216
2024-12-12 09:00 | 45638.375 | 219.72 | 219.72 | 0 | 1037.82
2024-12-12 10:00 | 45638.4167 | 275.03 | 275.03 | 0 | 945.66
2024-12-12 11:00 | 45638.4583 | 305.37 | 305.37 | 0 | 725
2024-12-12 12:00 | 45638.5 | 300.36 | 300.36 | 0 | 947.2
2024-12-12 13:00 | 45638.5417 | 249.35 | 249.35 | 0 | 771.07
2024-12-12 14:00 | 45638.5833 | 144.15 | 144.15 | 0 | 806.4
2024-12-12 15:00 | 45638.625 | 46.6 | 46.6 | 0 | 577.02
2024-12-12 16:00 | 45638.6667 | 3.92 | 3.92 | 0 | 603.65
2024-12-12 17:00 | 45638.7083 | 0 | 0 | 0 | 672.26
2024-12-12 18:00 | 45638.75 | 0 | 0 | 0 | 903.16
2024-12-12 19:00 | 45638.7917 | 0 | 0 | 0 | 826.37
2024-12-12 20:00 | 45638.8333 | 0 | 0 | 0 | 924.67
2024-12-12 21:00 | 45638.875 | 0 | 0 | 0 | 853
2024-12-12 22:00 | 45638.9167 | 0 | 0 | 0 | 558.08
2024-12-12 23:00 | 45638.9583 | 0 | 0 | 0 | 559.61
12/13/2024 00:00:00 | 12/13/2024 00:00:00 | 0 | 0 | 0 | 561.15
12/13/2024 01:00:00 | 12/13/2024 01:00:00 | 0 | 0 | 0 | 567.81
12/13/2024 02:00:00 | 12/13/2024 02:00:00 | 0 | 0 | 0 | 562.69
12/13/2024 03:00:00 | 12/13/2024 03:00:00 | 0 | 0 | 0 | 560.13
12/13/2024 04:00:00 | 12/13/2024 04:00:00 | 0 | 0 | 0 | 533.5
12/13/2024 05:00:00 | 12/13/2024 05:00:00 | 0 | 0 | 0 | 559.11
12/13/2024 06:00:00 | 12/13/2024 06:00:00 | 0 | 0 | 0 | 969.72
12/13/2024 07:00:00 | 12/13/2024 07:00:00 | 6.66 | 6.66 | 0 | 954.88
12/13/2024 08:00:00 | 12/13/2024 08:00:00 | 118.26 | 118.26 | 0 | 1099.27
12/13/2024 09:00:00 | 12/13/2024 09:00:00 | 220.73 | 220.73 | 0 | 1082.88
12/13/2024 10:00:00 | 12/13/2024 10:00:00 | 277.82 | 277.82 | 0 | 898.56
12/13/2024 11:00:00 | 12/13/2024 11:00:00 | 290.88 | 290.88 | 0 | 782.33
12/13/2024 12:00:00 | 12/13/2024 12:00:00 | 327.76 | 327.76 | 0 | 924.68
12/13/2024 13:00:00 | 12/13/2024 13:00:00 | 256.7 | 256.7 | 0 | 824.83
12/13/2024 14:00:00 | 12/13/2024 14:00:00 | 146.37 | 146.37 | 0 | 916.99
12/13/2024 15:00:00 | 12/13/2024 15:00:00 | 45.97 | 45.97 | 0 | 875.52
12/13/2024 16:00:00 | 12/13/2024 16:00:00 | 2.85 | 2.85 | 0 | 913.41
12/13/2024 17:00:00 | 12/13/2024 17:00:00 | 0 | 0 | 0 | 934.4
12/13/2024 18:00:00 | 12/13/2024 18:00:00 | 0 | 0 | 0 | 925.69
12/13/2024 19:00:00 | 12/13/2024 19:00:00 | 0 | 0 | 0 | 812.04
12/13/2024 20:00:00 | 12/13/2024 20:00:00 | 0 | 0 | 0 | 932.86
12/13/2024 21:00:00 | 12/13/2024 21:00:00 | 0 | 0 | 0 | 761.34
12/13/2024 22:00:00 | 12/13/2024 22:00:00 | 0 | 0 | 0 | 569.86
12/13/2024 23:00:00 | 12/13/2024 23:00:00 | 0 | 0 | 0 | 565.76
12/14/2024 00:00:00 | 12/14/2024 00:00:00 | 0 | 0 | 0 | 565.25
12/14/2024 01:00:00 | 12/14/2024 01:00:00 | 0 | 0 | 0 | 564.73
12/14/2024 02:00:00 | 12/14/2024 02:00:00 | 0 | 0 | 0 | 564.74
12/14/2024 03:00:00 | 12/14/2024 03:00:00 | 0 | 0 | 0 | 559.1
12/14/2024 04:00:00 | 12/14/2024 04:00:00 | 0 | 0 | 0 | 558.6
12/14/2024 05:00:00 | 12/14/2024 05:00:00 | 0 | 0 | 0 | 567.8
12/14/2024 06:00:00 | 12/14/2024 06:00:00 | 0 | 0 | 0 | 815.11
12/14/2024 07:00:00 | 12/14/2024 07:00:00 | 2.71 | 2.71 | 0 | 973.82
12/14/2024 08:00:00 | 12/14/2024 08:00:00 | 45.18 | 45.18 | 0 | 870.4
12/14/2024 09:00:00 | 12/14/2024 09:00:00 | 116.26 | 116.26 | 0 | 775.17
12/14/2024 10:00:00 | 12/14/2024 10:00:00 | 147.84 | 147.84 | 0 | 842.24
12/14/2024 11:00:00 | 12/14/2024 11:00:00 | 159.06 | 159.06 | 0 | 795.65
12/14/2024 12:00:00 | 12/14/2024 12:00:00 | 225.88 | 225.88 | 0 | 705.02
12/14/2024 13:00:00 | 12/14/2024 13:00:00 | 156.97 | 156.97 | 0 | 508.42
12/14/2024 14:00:00 | 12/14/2024 14:00:00 | 137.01 | 137.01 | 0 | 386.56
12/14/2024 15:00:00 | 12/14/2024 15:00:00 | 41.4 | 41.4 | 0 | 471.55
12/14/2024 16:00:00 | 12/14/2024 16:00:00 | 2.17 | 2.17 | 0 | 507.9
12/14/2024 17:00:00 | 12/14/2024 17:00:00 | 0 | 0 | 0 | 512
12/14/2024 18:00:00 | 12/14/2024 18:00:00 | 0 | 0 | 0 | 510.47
12/14/2024 19:00:00 | 12/14/2024 19:00:00 | 0 | 0 | 0 | 513.02
12/14/2024 20:00:00 | 12/14/2024 20:00:00 | 0 | 0 | 0 | 514.56
12/14/2024 21:00:00 | 12/14/2024 21:00:00 | 0 | 0 | 0 | 511.49
12/14/2024 22:00:00 | 12/14/2024 22:00:00 | 0 | 0 | 0 | 510.98
12/14/2024 23:00:00 | 12/14/2024 23:00:00 | 0 | 0 | 0 | 509.44
12/15/2024 00:00:00 | 12/15/2024 00:00:00 | 0 | 0 | 0 | 509.44
12/15/2024 01:00:00 | 12/15/2024 01:00:00 | 0 | 0 | 0 | 508.92
12/15/2024 02:00:00 | 12/15/2024 02:00:00 | 0 | 0 | 0 | 507.4
12/15/2024 03:00:00 | 12/15/2024 03:00:00 | 0 | 0 | 0 | 504.32
12/15/2024 04:00:00 | 12/15/2024 04:00:00 | 0 | 0 | 0 | 500.22
12/15/2024 05:00:00 | 12/15/2024 05:00:00 | 0 | 0 | 0 | 502.78
12/15/2024 06:00:00 | 12/15/2024 06:00:00 | 0 | 0 | 0 | 501.76
12/15/2024 07:00:00 | 12/15/2024 07:00:00 | 9.2 | 9.2 | 0 | 483.84
12/15/2024 08:00:00 | 12/15/2024 08:00:00 | 119.02 | 119.02 | 0 | 369.67
12/15/2024 09:00:00 | 12/15/2024 09:00:00 | 216.45 | 216.45 | 0 | 278.01
12/15/2024 10:00:00 | 12/15/2024 10:00:00 | 271.71 | 271.71 | 0 | 225.8
12/15/2024 11:00:00 | 12/15/2024 11:00:00 | 305.3 | 305.3 | 0 | 192
12/15/2024 12:00:00 | 12/15/2024 12:00:00 | 309.99 | 309.99 | 0 | 188.92
12/15/2024 13:00:00 | 12/15/2024 13:00:00 | 244.88 | 244.88 | 0 | 251.4
12/15/2024 14:00:00 | 12/15/2024 14:00:00 | 146.11 | 146.11 | 0 | 338.94
12/15/2024 15:00:00 | 12/15/2024 15:00:00 | 46.85 | 46.85 | 0 | 434.69
12/15/2024 16:00:00 | 12/15/2024 16:00:00 | 4.08 | 4.08 | 0 | 476.67
12/15/2024 17:00:00 | 12/15/2024 17:00:00 | 0 | 0 | 0 | 485.89
12/15/2024 18:00:00 | 12/15/2024 18:00:00 | 0 | 0 | 0 | 483.84
12/15/2024 19:00:00 | 12/15/2024 19:00:00 | 0 | 0 | 0 | 484.35
12/15/2024 20:00:00 | 12/15/2024 20:00:00 | 0 | 0 | 0 | 490.5
12/15/2024 21:00:00 | 12/15/2024 21:00:00 | 0 | 0 | 0 | 493.05
12/15/2024 22:00:00 | 12/15/2024 22:00:00 | 0 | 0 | 0 | 498.69
12/15/2024 23:00:00 | 12/15/2024 23:00:00 | 0 | 0 | 0 | 497.66
12/16/2024 00:00:00 | 12/16/2024 00:00:00 | 0 | 0 | 0 | 497.16
12/16/2024 01:00:00 | 12/16/2024 01:00:00 | 0 | 0 | 0 | 496.12
12/16/2024 02:00:00 | 12/16/2024 02:00:00 | 0 | 0 | 0 | 495.62
12/16/2024 03:00:00 | 12/16/2024 03:00:00 | 0 | 0 | 0 | 502.27
12/16/2024 04:00:00 | 12/16/2024 04:00:00 | 0 | 0 | 0 | 504.83
12/16/2024 05:00:00 | 12/16/2024 05:00:00 | 0 | 0 | 0 | 519.68
12/16/2024 06:00:00 | 12/16/2024 06:00:00 | 0 | 0 | 0 | 731.14
12/16/2024 07:00:00 | 12/16/2024 07:00:00 | 0.58 | 0.58 | 0 | 889.34
12/16/2024 08:00:00 | 12/16/2024 08:00:00 | 30.65 | 30.65 | 0 | 861.19
12/16/2024 09:00:00 | 12/16/2024 09:00:00 | 191.47 | 191.47 | 0 | 755.2
12/16/2024 10:00:00 | 12/16/2024 10:00:00 | 237.09 | 237.09 | 0 | 672.25
12/16/2024 11:00:00 | 12/16/2024 11:00:00 | 234.36 | 234.36 | 0 | 513.03
12/16/2024 12:00:00 | 12/16/2024 12:00:00 | 207.02 | 207.02 | 0 | 581.12
12/16/2024 13:00:00 | 12/16/2024 13:00:00 | 167.94 | 167.94 | 0 | 752.13
12/16/2024 14:00:00 | 12/16/2024 14:00:00 | 126.68 | 126.68 | 0 | 680.44
12/16/2024 15:00:00 | 12/16/2024 15:00:00 | 53.5 | 53.5 | 0 | 831.49
12/16/2024 16:00:00 | 12/16/2024 16:00:00 | 4.71 | 4.71 | 0 | 794.11
12/16/2024 17:00:00 | 12/16/2024 17:00:00 | 0 | 0 | 0 | 840.2
12/16/2024 18:00:00 | 12/16/2024 18:00:00 | 0 | 0 | 0 | 835.58
12/16/2024 19:00:00 | 12/16/2024 19:00:00 | 0 | 0 | 0 | 869.89
12/16/2024 20:00:00 | 12/16/2024 20:00:00 | 0 | 0 | 0 | 710.14
12/16/2024 21:00:00 | 12/16/2024 21:00:00 | 0 | 0 | 0 | 784.39
12/16/2024 22:00:00 | 12/16/2024 22:00:00 | 0 | 0 | 0 | 512.51
12/16/2024 23:00:00 | 12/16/2024 23:00:00 | 0 | 0 | 0 | 512
12/17/2024 00:00:00 | 12/17/2024 00:00:00 | 0 | 0 | 0 | 512.51
12/17/2024 01:00:00 | 12/17/2024 01:00:00 | 0 | 0 | 0 | 511.49
12/17/2024 02:00:00 | 12/17/2024 02:00:00 | 0 | 0 | 0 | 511.49
12/17/2024 03:00:00 | 12/17/2024 03:00:00 | 0 | 0 | 0 | 508.41
12/17/2024 04:00:00 | 12/17/2024 04:00:00 | 0 | 0 | 0 | 500.23
12/17/2024 05:00:00 | 12/17/2024 05:00:00 | 0 | 0 | 0 | 526.84
12/17/2024 06:00:00 | 12/17/2024 06:00:00 | 0 | 0 | 0 | 975.36
12/17/2024 07:00:00 | 12/17/2024 07:00:00 | 0.96 | 0.96 | 0 | 947.72
12/17/2024 08:00:00 | 12/17/2024 08:00:00 | 23.79 | 23.79 | 0 | 999.42
12/17/2024 09:00:00 | 12/17/2024 09:00:00 | 90.14 | 90.14 | 0 | 911.36
12/17/2024 10:00:00 | 12/17/2024 10:00:00 | 118.22 | 118.22 | 0 | 850.94
12/17/2024 11:00:00 | 12/17/2024 11:00:00 | 120.97 | 120.97 | 0 | 865.8
12/17/2024 12:00:00 | 12/17/2024 12:00:00 | 124.34 | 124.34 | 0 | 713.72
12/17/2024 13:00:00 | 12/17/2024 13:00:00 | 128.92 | 128.92 | 0 | 577.54
12/17/2024 14:00:00 | 12/17/2024 14:00:00 | 140.28 | 140.28 | 0 | 550.91
12/17/2024 15:00:00 | 12/17/2024 15:00:00 | 47.88 | 47.88 | 0 | 633.35
12/17/2024 16:00:00 | 12/17/2024 16:00:00 | 2.36 | 2.36 | 0 | 645.63
12/17/2024 17:00:00 | 12/17/2024 17:00:00 | 0 | 0 | 0 | 643.58
12/17/2024 18:00:00 | 12/17/2024 18:00:00 | 0 | 0 | 0 | 504.83
12/17/2024 19:00:00 | 12/17/2024 19:00:00 | 0 | 0 | 0 | 499.72
12/17/2024 20:00:00 | 12/17/2024 20:00:00 | 0 | 0 | 0 | 505.85
12/17/2024 21:00:00 | 12/17/2024 21:00:00 | 0 | 0 | 0 | 502.27
12/17/2024 22:00:00 | 12/17/2024 22:00:00 | 0 | 0 | 0 | 493.57
12/17/2024 23:00:00 | 12/17/2024 23:00:00 | 0 | 0 | 0 | 498.18
12/18/2024 00:00:00 | 12/18/2024 00:00:00 | 0 | 0 | 0 | 492.54
12/18/2024 01:00:00 | 12/18/2024 01:00:00 | 0 | 0 | 0 | 496.13
12/18/2024 02:00:00 | 12/18/2024 02:00:00 | 0 | 0 | 0 | 493.06
12/18/2024 03:00:00 | 12/18/2024 03:00:00 | 0 | 0 | 0 | 492.03
12/18/2024 04:00:00 | 12/18/2024 04:00:00 | 0 | 0 | 0 | 492.03
12/18/2024 05:00:00 | 12/18/2024 05:00:00 | 0 | 0 | 0 | 548.35
12/18/2024 06:00:00 | 12/18/2024 06:00:00 | 0 | 0 | 0 | 842.24
12/18/2024 07:00:00 | 12/18/2024 07:00:00 | 0.17 | 0.17 | 0 | 858.63
12/18/2024 08:00:00 | 12/18/2024 08:00:00 | 13.22 | 13.22 | 0 | 907.77
12/18/2024 09:00:00 | 12/18/2024 09:00:00 | 50.47 | 50.47 | 0 | 876.03
12/18/2024 10:00:00 | 12/18/2024 10:00:00 | 47.17 | 47.17 | 0 | 963.08
12/18/2024 11:00:00 | 12/18/2024 11:00:00 | 92.54 | 92.54 | 0 | 891.9
12/18/2024 12:00:00 | 12/18/2024 12:00:00 | 59.43 | 59.43 | 0 | 793.09
12/18/2024 13:00:00 | 12/18/2024 13:00:00 | 58.84 | 58.84 | 0 | 923.13
12/18/2024 14:00:00 | 12/18/2024 14:00:00 | 34.89 | 34.89 | 0 | 877.57
12/18/2024 15:00:00 | 12/18/2024 15:00:00 | 17.85 | 17.85 | 0 | 715.78
12/18/2024 16:00:00 | 12/18/2024 16:00:00 | 0.75 | 0.75 | 0 | 743.93
12/18/2024 17:00:00 | 12/18/2024 17:00:00 | 0 | 0 | 0 | 638.47
12/18/2024 18:00:00 | 12/18/2024 18:00:00 | 0 | 0 | 0 | 528.89
12/18/2024 19:00:00 | 12/18/2024 19:00:00 | 0 | 0 | 0 | 519.17
12/18/2024 20:00:00 | 12/18/2024 20:00:00 | 0 | 0 | 0 | 516.61
12/18/2024 21:00:00 | 12/18/2024 21:00:00 | 0 | 0 | 0 | 511.49
12/18/2024 22:00:00 | 12/18/2024 22:00:00 | 0 | 0 | 0 | 506.88
12/18/2024 23:00:00 | 12/18/2024 23:00:00 | 0 | 0 | 0 | 507.9
12/19/2024 00:00:00 | 12/19/2024 00:00:00 | 0 | 0 | 0 | 507.39
12/19/2024 01:00:00 | 12/19/2024 01:00:00 | 0 | 0 | 0 | 504.32
12/19/2024 02:00:00 | 12/19/2024 02:00:00 | 0 | 0 | 0 | 502.28
12/19/2024 03:00:00 | 12/19/2024 03:00:00 | 0 | 0 | 0 | 501.24
12/19/2024 04:00:00 | 12/19/2024 04:00:00 | 0 | 0 | 0 | 502.28
12/19/2024 05:00:00 | 12/19/2024 05:00:00 | 0 | 0 | 0 | 500.22
12/19/2024 06:00:00 | 12/19/2024 06:00:00 | 0 | 0 | 0 | 503.3
12/19/2024 07:00:00 | 12/19/2024 07:00:00 | 0.43 | 0.43 | 0 | 658.43
12/19/2024 08:00:00 | 12/19/2024 08:00:00 | 6.2 | 6.2 | 0 | 689.66
12/19/2024 09:00:00 | 12/19/2024 09:00:00 | 13.59 | 13.59 | 0 | 661.51
12/19/2024 10:00:00 | 12/19/2024 10:00:00 | 20.37 | 20.37 | 0 | 656.38
12/19/2024 11:00:00 | 12/19/2024 11:00:00 | 31.03 | 31.03 | 0 | 623.1
12/19/2024 12:00:00 | 12/19/2024 12:00:00 | 41.72 | 41.72 | 0 | 477.19
12/19/2024 13:00:00 | 12/19/2024 13:00:00 | 33.12 | 33.12 | 0 | 650.24
12/19/2024 14:00:00 | 12/19/2024 14:00:00 | 22.45 | 22.45 | 0 | 644.61
12/19/2024 15:00:00 | 12/19/2024 15:00:00 | 6.23 | 6.23 | 0 | 651.26
12/19/2024 16:00:00 | 12/19/2024 16:00:00 | 0.5 | 0.5 | 0 | 506.37
12/19/2024 17:00:00 | 12/19/2024 17:00:00 | 0 | 0 | 0 | 495.1
12/19/2024 18:00:00 | 12/19/2024 18:00:00 | 0 | 0 | 0 | 497.15
12/19/2024 19:00:00 | 12/19/2024 19:00:00 | 0 | 0 | 0 | 503.3
12/19/2024 20:00:00 | 12/19/2024 20:00:00 | 0 | 0 | 0 | 502.27
12/19/2024 21:00:00 | 12/19/2024 21:00:00 | 0 | 0 | 0 | 503.81
12/19/2024 22:00:00 | 12/19/2024 22:00:00 | 0 | 0 | 0 | 501.25
12/19/2024 23:00:00 | 12/19/2024 23:00:00 | 0 | 0 | 0 | 503.29
12/20/2024 00:00:00 | 12/20/2024 00:00:00 | 0 | 0 | 0 | 501.76
12/20/2024 01:00:00 | 12/20/2024 01:00:00 | 0 | 0 | 0 | 500.74
12/20/2024 02:00:00 | 12/20/2024 02:00:00 | 0 | 0 | 0 | 503.81
12/20/2024 03:00:00 | 12/20/2024 03:00:00 | 0 | 0 | 0 | 503.81
12/20/2024 04:00:00 | 12/20/2024 04:00:00 | 0 | 0 | 0 | 509.95
12/20/2024 05:00:00 | 12/20/2024 05:00:00 | 0 | 0 | 0 | 512
12/20/2024 06:00:00 | 12/20/2024 06:00:00 | 0 | 0 | 0 | 516.09
12/20/2024 07:00:00 | 12/20/2024 07:00:00 | 0 | 0 | 0 | 672.77
12/20/2024 08:00:00 | 12/20/2024 08:00:00 | 2.54 | 2.54 | 0 | 708.61
12/20/2024 09:00:00 | 12/20/2024 09:00:00 | 16.55 | 16.55 | 0 | 678.91
12/20/2024 10:00:00 | 12/20/2024 10:00:00 | 48.61 | 48.61 | 0 | 644.1
12/20/2024 11:00:00 | 12/20/2024 11:00:00 | 85.82 | 85.82 | 0 | 572.93
12/20/2024 12:00:00 | 12/20/2024 12:00:00 | 144.36 | 144.36 | 0 | 430.08
12/20/2024 13:00:00 | 12/20/2024 13:00:00 | 142.01 | 142.01 | 0 | 545.28
12/20/2024 14:00:00 | 12/20/2024 14:00:00 | 229.59 | 229.59 | 0 | 474.62
12/20/2024 15:00:00 | 12/20/2024 15:00:00 | 84.75 | 84.75 | 0 | 604.67
12/20/2024 16:00:00 | 12/20/2024 16:00:00 | 3.89 | 3.89 | 0 | 542.21
12/20/2024 17:00:00 | 12/20/2024 17:00:00 | 0 | 0 | 0 | 512
12/20/2024 18:00:00 | 12/20/2024 18:00:00 | 0 | 0 | 0 | 501.76
12/20/2024 19:00:00 | 12/20/2024 19:00:00 | 0 | 0 | 0 | 497.66
12/20/2024 20:00:00 | 12/20/2024 20:00:00 | 0 | 0 | 0 | 497.16
12/20/2024 21:00:00 | 12/20/2024 21:00:00 | 0 | 0 | 0 | 522.75
12/20/2024 22:00:00 | 12/20/2024 22:00:00 | 0 | 0 | 0 | 517.63
12/20/2024 23:00:00 | 12/20/2024 23:00:00 | 0 | 0 | 0 | 505.34
12/21/2024 00:00:00 | 12/21/2024 00:00:00 | 0 | 0 | 0 | 497.67
12/21/2024 01:00:00 | 12/21/2024 01:00:00 | 0 | 0 | 0 | 492.03
12/21/2024 02:00:00 | 12/21/2024 02:00:00 | 0 | 0 | 0 | 487.42
12/21/2024 03:00:00 | 12/21/2024 03:00:00 | 0 | 0 | 0 | 486.92
12/21/2024 04:00:00 | 12/21/2024 04:00:00 | 0 | 0 | 0 | 493.56
12/21/2024 05:00:00 | 12/21/2024 05:00:00 | 0 | 0 | 0 | 495.62
12/21/2024 06:00:00 | 12/21/2024 06:00:00 | 0 | 0 | 0 | 497.15
12/21/2024 07:00:00 | 12/21/2024 07:00:00 | 3.91 | 3.91 | 0 | 490.5
12/21/2024 08:00:00 | 12/21/2024 08:00:00 | 108.95 | 108.95 | 0 | 355.84
12/21/2024 09:00:00 | 12/21/2024 09:00:00 | 223.49 | 223.49 | 0 | 200.19
12/21/2024 10:00:00 | 12/21/2024 10:00:00 | 282.64 | 282.64 | 0 | 131.07
12/21/2024 11:00:00 | 12/21/2024 11:00:00 | 314.51 | 314.51 | 0 | 96.77
12/21/2024 12:00:00 | 12/21/2024 12:00:00 | 313.63 | 313.63 | 0 | 96.77
12/21/2024 13:00:00 | 12/21/2024 13:00:00 | 262.06 | 262.06 | 0 | 148.99
12/21/2024 14:00:00 | 12/21/2024 14:00:00 | 154.81 | 154.81 | 0 | 247.81
12/21/2024 15:00:00 | 12/21/2024 15:00:00 | 50.75 | 50.75 | 0 | 345.6
12/21/2024 16:00:00 | 12/21/2024 16:00:00 | 4.83 | 4.83 | 0 | 393.21
12/21/2024 17:00:00 | 12/21/2024 17:00:00 | 0 | 0 | 0 | 311.81
12/21/2024 18:00:00 | 12/21/2024 18:00:00 | 0 | 0 | 0 | 287.23
12/21/2024 19:00:00 | 12/21/2024 19:00:00 | 0 | 0 | 0 | 288.77
12/21/2024 20:00:00 | 12/21/2024 20:00:00 | 0 | 0 | 0 | 289.28
12/21/2024 21:00:00 | 12/21/2024 21:00:00 | 0 | 0 | 0 | 290.31
12/21/2024 22:00:00 | 12/21/2024 22:00:00 | 0 | 0 | 0 | 288.25
12/21/2024 23:00:00 | 12/21/2024 23:00:00 | 0 | 0 | 0 | 289.79
12/22/2024 00:00:00 | 12/22/2024 00:00:00 | 0 | 0 | 0 | 288.77
12/22/2024 01:00:00 | 12/22/2024 01:00:00 | 0 | 0 | 0 | 289.28
12/22/2024 02:00:00 | 12/22/2024 02:00:00 | 0 | 0 | 0 | 289.79
12/22/2024 03:00:00 | 12/22/2024 03:00:00 | 0 | 0 | 0 | 290.82
12/22/2024 04:00:00 | 12/22/2024 04:00:00 | 0 | 0 | 0 | 290.82
12/22/2024 05:00:00 | 12/22/2024 05:00:00 | 0 | 0 | 0 | 291.32
12/22/2024 06:00:00 | 12/22/2024 06:00:00 | 0 | 0 | 0 | 291.84
12/22/2024 07:00:00 | 12/22/2024 07:00:00 | 0.38 | 0.38 | 0 | 291.33
12/22/2024 08:00:00 | 12/22/2024 08:00:00 | 24.55 | 24.55 | 0 | 265.22
12/22/2024 09:00:00 | 12/22/2024 09:00:00 | 76.05 | 76.05 | 0 | 216.06
12/22/2024 10:00:00 | 12/22/2024 10:00:00 | 258.59 | 258.59 | 17.03 | 62.47
12/22/2024 11:00:00 | 12/22/2024 11:00:00 | 289.11 | 289.11 | 25.6 | 40.96
12/22/2024 12:00:00 | 12/22/2024 12:00:00 | 211.84 | 211.84 | 12.22 | 99.84
12/22/2024 13:00:00 | 12/22/2024 13:00:00 | 38.92 | 38.92 | 0 | 247.29
12/22/2024 14:00:00 | 12/22/2024 14:00:00 | 20.98 | 20.98 | 0 | 260.61
12/22/2024 15:00:00 | 12/22/2024 15:00:00 | 10.59 | 10.59 | 0 | 267.26
12/22/2024 16:00:00 | 12/22/2024 16:00:00 | 0.1 | 0.1 | 0 | 280.58
12/22/2024 17:00:00 | 12/22/2024 17:00:00 | 0 | 0 | 0 | 280.58
12/22/2024 18:00:00 | 12/22/2024 18:00:00 | 0 | 0 | 0 | 281.08
12/22/2024 19:00:00 | 12/22/2024 19:00:00 | 0 | 0 | 0 | 282.63
12/22/2024 20:00:00 | 12/22/2024 20:00:00 | 0 | 0 | 0 | 282.11
12/22/2024 21:00:00 | 12/22/2024 21:00:00 | 0 | 0 | 0 | 281.6
12/22/2024 22:00:00 | 12/22/2024 22:00:00 | 0 | 0 | 0 | 281.6
12/22/2024 23:00:00 | 12/22/2024 23:00:00 | 0 | 0 | 0 | 281.6
12/23/2024 00:00:00 | 12/23/2024 00:00:00 | 0 | 0 | 0 | 280.58
12/23/2024 01:00:00 | 12/23/2024 01:00:00 | 0 | 0 | 0 | 282.11
12/23/2024 02:00:00 | 12/23/2024 02:00:00 | 0 | 0 | 0 | 281.09
12/23/2024 03:00:00 | 12/23/2024 03:00:00 | 0 | 0 | 0 | 281.6
12/23/2024 04:00:00 | 12/23/2024 04:00:00 | 0 | 0 | 0 | 281.08
12/23/2024 05:00:00 | 12/23/2024 05:00:00 | 0 | 0 | 0 | 281.6
12/23/2024 06:00:00 | 12/23/2024 06:00:00 | 0 | 0 | 0 | 282.12
12/23/2024 07:00:00 | 12/23/2024 07:00:00 | 0.15 | 0.15 | 0 | 279.55
12/23/2024 08:00:00 | 12/23/2024 08:00:00 | 14.75 | 14.75 | 0 | 264.19
12/23/2024 09:00:00 | 12/23/2024 09:00:00 | 67.3 | 67.3 | 0 | 213.5
12/23/2024 10:00:00 | 12/23/2024 10:00:00 | 131.41 | 131.41 | 0 | 156.16
12/23/2024 11:00:00 | 12/23/2024 11:00:00 | 173.71 | 173.71 | 0 | 117.25
12/23/2024 12:00:00 | 12/23/2024 12:00:00 | 153.73 | 153.73 | 0 | 134.15
12/23/2024 13:00:00 | 12/23/2024 13:00:00 | 170.3 | 170.3 | 0 | 115.71
12/23/2024 14:00:00 | 12/23/2024 14:00:00 | 133.73 | 133.73 | 0 | 152.06
12/23/2024 15:00:00 | 12/23/2024 15:00:00 | 43.79 | 43.79 | 0 | 235.52
12/23/2024 16:00:00 | 12/23/2024 16:00:00 | 6.91 | 6.91 | 0 | 273.92
12/23/2024 17:00:00 | 12/23/2024 17:00:00 | 0 | 0 | 0 | 283.65
12/23/2024 18:00:00 | 12/23/2024 18:00:00 | 0 | 0 | 0 | 282.62
12/23/2024 19:00:00 | 12/23/2024 19:00:00 | 0 | 0 | 0 | 281.6
12/23/2024 20:00:00 | 12/23/2024 20:00:00 | 0 | 0 | 0 | 282.63
12/23/2024 21:00:00 | 12/23/2024 21:00:00 | 0 | 0 | 0 | 282.62
12/23/2024 22:00:00 | 12/23/2024 22:00:00 | 0 | 0 | 0 | 283.65
12/23/2024 23:00:00 | 12/23/2024 23:00:00 | 0 | 0 | 0 | 283.65
12/24/2024 00:00:00 | 12/24/2024 00:00:00 | 0 | 0 | 0 | 283.13
12/24/2024 01:00:00 | 12/24/2024 01:00:00 | 0 | 0 | 0 | 284.16
12/24/2024 02:00:00 | 12/24/2024 02:00:00 | 0 | 0 | 0 | 285.7
12/24/2024 03:00:00 | 12/24/2024 03:00:00 | 0 | 0 | 0 | 284.67
12/24/2024 04:00:00 | 12/24/2024 04:00:00 | 0 | 0 | 0 | 285.19
12/24/2024 05:00:00 | 12/24/2024 05:00:00 | 0 | 0 | 0 | 285.69
12/24/2024 06:00:00 | 12/24/2024 06:00:00 | 0 | 0 | 0 | 286.21
12/24/2024 07:00:00 | 12/24/2024 07:00:00 | 1.28 | 1.28 | 0 | 284.16
12/24/2024 08:00:00 | 12/24/2024 08:00:00 | 66.16 | 66.16 | 0 | 220.67
12/24/2024 09:00:00 | 12/24/2024 09:00:00 | 65.53 | 65.53 | 0 | 222.21
12/24/2024 10:00:00 | 12/24/2024 10:00:00 | 215.03 | 215.03 | 6.08 | 88.58
12/24/2024 11:00:00 | 12/24/2024 11:00:00 | 321.22 | 321.22 | 17.79 | 0
12/24/2024 12:00:00 | 12/24/2024 12:00:00 | 321.31 | 321.31 | 19.59 | 0
12/24/2024 13:00:00 | 12/24/2024 13:00:00 | 271.93 | 271.93 | 0.38 | 26.62
12/24/2024 14:00:00 | 12/24/2024 14:00:00 | 163.22 | 163.22 | 0 | 129.02
12/24/2024 15:00:00 | 12/24/2024 15:00:00 | 55.93 | 55.93 | 0 | 228.87
12/24/2024 16:00:00 | 12/24/2024 16:00:00 | 5.88 | 5.88 | 0 | 279.55
12/24/2024 17:00:00 | 12/24/2024 17:00:00 | 0 | 0 | 0 | 288.26
12/24/2024 18:00:00 | 12/24/2024 18:00:00 | 0 | 0 | 0 | 288.76
12/24/2024 19:00:00 | 12/24/2024 19:00:00 | 0 | 0 | 0 | 289.28
12/24/2024 20:00:00 | 12/24/2024 20:00:00 | 0 | 0 | 0 | 289.28
12/24/2024 21:00:00 | 12/24/2024 21:00:00 | 0 | 0 | 0 | 288.77
12/24/2024 22:00:00 | 12/24/2024 22:00:00 | 0 | 0 | 0 | 289.28
12/24/2024 23:00:00 | 12/24/2024 23:00:00 | 0 | 0 | 0 | 290.31
12/25/2024 00:00:00 | 12/25/2024 00:00:00 | 0 | 0 | 0 | 289.79
12/25/2024 01:00:00 | 12/25/2024 01:00:00 | 0 | 0 | 0 | 290.81
12/25/2024 02:00:00 | 12/25/2024 02:00:00 | 0 | 0 | 0 | 291.33
12/25/2024 03:00:00 | 12/25/2024 03:00:00 | 0 | 0 | 0 | 291.84
12/25/2024 04:00:00 | 12/25/2024 04:00:00 | 0 | 0 | 0 | 291.84
12/25/2024 05:00:00 | 12/25/2024 05:00:00 | 0 | 0 | 0 | 292.35
12/25/2024 06:00:00 | 12/25/2024 06:00:00 | 0 | 0 | 0 | 293.38
12/25/2024 07:00:00 | 12/25/2024 07:00:00 | 1.54 | 1.54 | 0 | 289.79
12/25/2024 08:00:00 | 12/25/2024 08:00:00 | 84.66 | 84.66 | 0 | 210.43
12/25/2024 09:00:00 | 12/25/2024 09:00:00 | 220.93 | 220.93 | 0 | 82.44
12/25/2024 10:00:00 | 12/25/2024 10:00:00 | 285.2 | 285.2 | 0.13 | 21.5
12/25/2024 11:00:00 | 12/25/2024 11:00:00 | 322.6 | 322.6 | 13.76 | 0
12/25/2024 12:00:00 | 12/25/2024 12:00:00 | 323.37 | 323.37 | 15.17 | 0
12/25/2024 13:00:00 | 12/25/2024 13:00:00 | 273.01 | 273.01 | 0.06 | 30.72
12/25/2024 14:00:00 | 12/25/2024 14:00:00 | 164.78 | 164.78 | 0 | 131.58
12/25/2024 15:00:00 | 12/25/2024 15:00:00 | 54.62 | 54.62 | 0 | 235.52
12/25/2024 16:00:00 | 12/25/2024 16:00:00 | 5.88 | 5.88 | 0 | 284.68
12/25/2024 17:00:00 | 12/25/2024 17:00:00 | 0 | 0 | 0 | 293.37
12/25/2024 18:00:00 | 12/25/2024 18:00:00 | 0 | 0 | 0 | 294.91
12/25/2024 19:00:00 | 12/25/2024 19:00:00 | 0 | 0 | 0 | 295.94
12/25/2024 20:00:00 | 12/25/2024 20:00:00 | 0 | 0 | 0 | 295.94
12/25/2024 21:00:00 | 12/25/2024 21:00:00 | 0 | 0 | 0 | 296.44
12/25/2024 22:00:00 | 12/25/2024 22:00:00 | 0 | 0 | 0 | 296.96
12/25/2024 23:00:00 | 12/25/2024 23:00:00 | 0 | 0 | 0 | 297.48
12/26/2024 00:00:00 | 12/26/2024 00:00:00 | 0 | 0 | 0 | 297.47
12/26/2024 01:00:00 | 12/26/2024 01:00:00 | 0 | 0 | 0 | 297.98
12/26/2024 02:00:00 | 12/26/2024 02:00:00 | 0 | 0 | 0 | 299.01
12/26/2024 03:00:00 | 12/26/2024 03:00:00 | 0 | 0 | 0 | 299.01
12/26/2024 04:00:00 | 12/26/2024 04:00:00 | 0 | 0 | 0 | 299.01
12/26/2024 05:00:00 | 12/26/2024 05:00:00 | 0 | 0 | 0 | 299.52
12/26/2024 06:00:00 | 12/26/2024 06:00:00 | 0 | 0 | 0 | 300.03
12/26/2024 07:00:00 | 12/26/2024 07:00:00 | 3.02 | 3.02 | 0 | 295.93
12/26/2024 08:00:00 | 12/26/2024 08:00:00 | 93.19 | 93.19 | 0 | 208.39
12/26/2024 09:00:00 | 12/26/2024 09:00:00 | 113.17 | 113.17 | 0 | 189.95
12/26/2024 10:00:00 | 12/26/2024 10:00:00 | 213.16 | 213.16 | 0 | 96.26
12/26/2024 11:00:00 | 12/26/2024 11:00:00 | 273.25 | 273.25 | 5.44 | 45.56
12/26/2024 12:00:00 | 12/26/2024 12:00:00 | 318.54 | 318.54 | 4.67 | 1.54
12/26/2024 13:00:00 | 12/26/2024 13:00:00 | 272.16 | 272.16 | 0 | 40.96
12/26/2024 14:00:00 | 12/26/2024 14:00:00 | 164.17 | 164.17 | 0 | 141.31
12/26/2024 15:00:00 | 12/26/2024 15:00:00 | 54.55 | 54.55 | 0 | 244.23
12/26/2024 16:00:00 | 12/26/2024 16:00:00 | 5.71 | 5.71 | 0 | 292.86
12/26/2024 17:00:00 | 12/26/2024 17:00:00 | 0 | 0 | 0 | 301.06
12/26/2024 18:00:00 | 12/26/2024 18:00:00 | 0 | 0 | 0 | 301.56
12/26/2024 19:00:00 | 12/26/2024 19:00:00 | 0 | 0 | 0 | 302.08
12/26/2024 20:00:00 | 12/26/2024 20:00:00 | 0 | 0 | 0 | 303.11
12/26/2024 21:00:00 | 12/26/2024 21:00:00 | 0 | 0 | 0 | 301.57
12/26/2024 22:00:00 | 12/26/2024 22:00:00 | 0 | 0 | 0 | 302.08
12/26/2024 23:00:00 | 12/26/2024 23:00:00 | 0 | 0 | 0 | 302.08
12/27/2024 00:00:00 | 12/27/2024 00:00:00 | 0 | 0 | 0 | 300.54
12/27/2024 01:00:00 | 12/27/2024 01:00:00 | 0 | 0 | 0 | 302.08
12/27/2024 02:00:00 | 12/27/2024 02:00:00 | 0 | 0 | 0 | 302.08
12/27/2024 03:00:00 | 12/27/2024 03:00:00 | 0 | 0 | 0 | 302.08
12/27/2024 04:00:00 | 12/27/2024 04:00:00 | 0 | 0 | 0 | 302.59
12/27/2024 05:00:00 | 12/27/2024 05:00:00 | 0 | 0 | 0 | 303.11
12/27/2024 06:00:00 | 12/27/2024 06:00:00 | 0 | 0 | 0 | 303.1
12/27/2024 07:00:00 | 12/27/2024 07:00:00 | 2.93 | 2.93 | 0 | 299.52
12/27/2024 08:00:00 | 12/27/2024 08:00:00 | 101.95 | 101.95 | 0 | 188.93
12/27/2024 09:00:00 | 12/27/2024 09:00:00 | 211.43 | 211.43 | 0.39 | 49.66
12/27/2024 10:00:00 | 12/27/2024 10:00:00 | 276.44 | 276.44 | 192.7 | 0
12/27/2024 11:00:00 | 12/27/2024 11:00:00 | 312.75 | 312.75 | 229.63 | 0
12/27/2024 12:00:00 | 12/27/2024 12:00:00 | 314.44 | 314.44 | 232.07 | 0
12/27/2024 13:00:00 | 12/27/2024 13:00:00 | 264.98 | 264.98 | 186.49 | 0
12/27/2024 14:00:00 | 12/27/2024 14:00:00 | 160.57 | 160.57 | 89.54 | 0
12/27/2024 15:00:00 | 12/27/2024 15:00:00 | 54.67 | 54.67 | 6.14 | 16.39
12/27/2024 16:00:00 | 12/27/2024 16:00:00 | 6.17 | 6.17 | 0 | 58.36
12/27/2024 17:00:00 | 12/27/2024 17:00:00 | 0 | 0 | 0 | 67.59
12/27/2024 18:00:00 | 12/27/2024 18:00:00 | 0 | 0 | 0 | 65.53
12/27/2024 19:00:00 | 12/27/2024 19:00:00 | 0 | 0 | 0 | 66.05
12/27/2024 20:00:00 | 12/27/2024 20:00:00 | 0 | 0 | 0 | 66.05
12/27/2024 21:00:00 | 12/27/2024 21:00:00 | 0 | 0 | 0 | 66.56
12/27/2024 22:00:00 | 12/27/2024 22:00:00 | 0 | 0 | 0 | 66.56
12/27/2024 23:00:00 | 12/27/2024 23:00:00 | 0 | 0 | 0 | 67.07
12/28/2024 00:00:00 | 12/28/2024 00:00:00 | 0 | 0 | 0 | 67.07
12/28/2024 01:00:00 | 12/28/2024 01:00:00 | 0 | 0 | 0 | 66.56
12/28/2024 02:00:00 | 12/28/2024 02:00:00 | 0 | 0 | 0 | 66.56
12/28/2024 03:00:00 | 12/28/2024 03:00:00 | 0 | 0 | 0 | 67.08
12/28/2024 04:00:00 | 12/28/2024 04:00:00 | 0 | 0 | 0 | 66.56
12/28/2024 05:00:00 | 12/28/2024 05:00:00 | 0 | 0 | 0 | 66.56
12/28/2024 06:00:00 | 12/28/2024 06:00:00 | 0 | 0 | 0 | 66.56
12/28/2024 07:00:00 | 12/28/2024 07:00:00 | 3.35 | 3.35 | 0 | 61.44
12/28/2024 08:00:00 | 12/28/2024 08:00:00 | 100.85 | 100.85 | 39.11 | 6.14
12/28/2024 09:00:00 | 12/28/2024 09:00:00 | 205.89 | 205.89 | 132.73 | 0
12/28/2024 10:00:00 | 12/28/2024 10:00:00 | 277.39 | 277.39 | 198.92 | 0
12/28/2024 11:00:00 | 12/28/2024 11:00:00 | 311.2 | 311.2 | 230.52 | 0
12/28/2024 12:00:00 | 12/28/2024 12:00:00 | 288.02 | 288.02 | 209.86 | 0
12/28/2024 13:00:00 | 12/28/2024 13:00:00 | 258.14 | 258.14 | 181.57 | 0
12/28/2024 14:00:00 | 12/28/2024 14:00:00 | 162.21 | 162.21 | 92.35 | 0
12/28/2024 15:00:00 | 12/28/2024 15:00:00 | 56.48 | 56.48 | 7.36 | 14.85
12/28/2024 16:00:00 | 12/28/2024 16:00:00 | 6.63 | 6.63 | 0 | 56.83
12/28/2024 17:00:00 | 12/28/2024 17:00:00 | 0 | 0 | 0 | 66.56
12/28/2024 18:00:00 | 12/28/2024 18:00:00 | 0 | 0 | 0 | 67.58
12/28/2024 19:00:00 | 12/28/2024 19:00:00 | 0 | 0 | 0 | 66.56
12/28/2024 20:00:00 | 12/28/2024 20:00:00 | 0 | 0 | 0 | 67.59
12/28/2024 21:00:00 | 12/28/2024 21:00:00 | 0 | 0 | 0 | 66.05
12/28/2024 22:00:00 | 12/28/2024 22:00:00 | 0 | 0 | 0 | 66.56
12/28/2024 23:00:00 | 12/28/2024 23:00:00 | 0 | 0 | 0 | 66.04
12/29/2024 00:00:00 | 12/29/2024 00:00:00 | 0 | 0 | 0 | 66.56
12/29/2024 01:00:00 | 12/29/2024 01:00:00 | 0 | 0 | 0 | 66.05
12/29/2024 02:00:00 | 12/29/2024 02:00:00 | 0 | 0 | 0 | 66.56
12/29/2024 03:00:00 | 12/29/2024 03:00:00 | 0 | 0 | 0 | 66.56
12/29/2024 04:00:00 | 12/29/2024 04:00:00 | 0 | 0 | 0 | 66.05
12/29/2024 05:00:00 | 12/29/2024 05:00:00 | 0 | 0 | 0 | 65.54
12/29/2024 06:00:00 | 12/29/2024 06:00:00 | 0 | 0 | 0 | 66.04
12/29/2024 07:00:00 | 12/29/2024 07:00:00 | 2.72 | 2.72 | 0 | 62.47
12/29/2024 08:00:00 | 12/29/2024 08:00:00 | 99.74 | 99.74 | 38.53 | 6.14
12/29/2024 09:00:00 | 12/29/2024 09:00:00 | 214.46 | 214.46 | 139.9 | 0
12/29/2024 10:00:00 | 12/29/2024 10:00:00 | 272.93 | 272.93 | 195.65 | 0
12/29/2024 11:00:00 | 12/29/2024 11:00:00 | 307.61 | 307.61 | 227.58 | 0
12/29/2024 12:00:00 | 12/29/2024 12:00:00 | 309.8 | 309.8 | 229.83 | 0
12/29/2024 13:00:00 | 12/29/2024 13:00:00 | 264.28 | 264.28 | 187.97 | 0
12/29/2024 14:00:00 | 12/29/2024 14:00:00 | 163.16 | 163.16 | 93.24 | 0
12/29/2024 15:00:00 | 12/29/2024 15:00:00 | 56.89 | 56.89 | 7.94 | 14.34
12/29/2024 16:00:00 | 12/29/2024 16:00:00 | 6.69 | 6.69 | 0 | 56.32
12/29/2024 17:00:00 | 12/29/2024 17:00:00 | 0 | 0 | 0 | 66.05
12/29/2024 18:00:00 | 12/29/2024 18:00:00 | 0 | 0 | 0 | 66.04
12/29/2024 19:00:00 | 12/29/2024 19:00:00 | 0 | 0 | 0 | 67.08
12/29/2024 20:00:00 | 12/29/2024 20:00:00 | 0 | 0 | 0 | 67.07
12/29/2024 21:00:00 | 12/29/2024 21:00:00 | 0 | 0 | 0 | 67.58
12/29/2024 22:00:00 | 12/29/2024 22:00:00 | 0 | 0 | 0 | 67.07
12/29/2024 23:00:00 | 12/29/2024 23:00:00 | 0 | 0 | 0 | 66.56
12/30/2024 00:00:00 | 12/30/2024 00:00:00 | 0 | 0 | 0 | 66.05
12/30/2024 01:00:00 | 12/30/2024 01:00:00 | 0 | 0 | 0 | 66.56
12/30/2024 02:00:00 | 12/30/2024 02:00:00 | 0 | 0 | 0 | 66.56
12/30/2024 03:00:00 | 12/30/2024 03:00:00 | 0 | 0 | 0 | 66.05
12/30/2024 04:00:00 | 12/30/2024 04:00:00 | 0 | 0 | 0 | 66.05
12/30/2024 05:00:00 | 12/30/2024 05:00:00 | 0 | 0 | 0 | 66.56
12/30/2024 06:00:00 | 12/30/2024 06:00:00 | 0 | 0 | 0 | 66.56
12/30/2024 07:00:00 | 12/30/2024 07:00:00 | 2.74 | 2.74 | 0 | 61.95
12/30/2024 08:00:00 | 12/30/2024 08:00:00 | 101.28 | 101.28 | 39.74 | 6.14
12/30/2024 09:00:00 | 12/30/2024 09:00:00 | 216.42 | 216.42 | 141.7 | 0
12/30/2024 10:00:00 | 12/30/2024 10:00:00 | 275.44 | 275.44 | 197.38 | 0
12/30/2024 11:00:00 | 12/30/2024 11:00:00 | 309.94 | 309.94 | 230.46 | 0
12/30/2024 12:00:00 | 12/30/2024 12:00:00 | 313.81 | 313.81 | 234.24 | 0
12/30/2024 13:00:00 | 12/30/2024 13:00:00 | 267.33 | 267.33 | 190.4 | 0
12/30/2024 14:00:00 | 12/30/2024 14:00:00 | 165.75 | 165.75 | 95.68 | 0
12/30/2024 15:00:00 | 12/30/2024 15:00:00 | 57.7 | 57.7 | 8.26 | 14.85
12/30/2024 16:00:00 | 12/30/2024 16:00:00 | 6.66 | 6.66 | 0 | 56.32
12/30/2024 17:00:00 | 12/30/2024 17:00:00 | 0 | 0 | 0 | 66.05
12/30/2024 18:00:00 | 12/30/2024 18:00:00 | 0 | 0 | 0 | 65.02
12/30/2024 19:00:00 | 12/30/2024 19:00:00 | 0 | 0 | 0 | 65.03
12/30/2024 20:00:00 | 12/30/2024 20:00:00 | 0 | 0 | 0 | 65.53
12/30/2024 21:00:00 | 12/30/2024 21:00:00 | 0 | 0 | 0 | 66.05
12/30/2024 22:00:00 | 12/30/2024 22:00:00 | 0 | 0 | 0 | 66.56
12/30/2024 23:00:00 | 12/30/2024 23:00:00 | 0 | 0 | 0 | 66.05
12/31/2024 00:00:00 | 12/31/2024 00:00:00 | 0 | 0 | 0 | 65.54
12/31/2024 01:00:00 | 12/31/2024 01:00:00 | 0 | 0 | 0 | 66.04
12/31/2024 02:00:00 | 12/31/2024 02:00:00 | 0 | 0 | 0 | 65.03
12/31/2024 03:00:00 | 12/31/2024 03:00:00 | 0 | 0 | 0 | 65.02
12/31/2024 04:00:00 | 12/31/2024 04:00:00 | 0 | 0 | 0 | 65.54
12/31/2024 05:00:00 | 12/31/2024 05:00:00 | 0 | 0 | 0 | 65.53
12/31/2024 06:00:00 | 12/31/2024 06:00:00 | 0 | 0 | 0 | 65.03
12/31/2024 07:00:00 | 12/31/2024 07:00:00 | 2.81 | 2.81 | 0 | 61.44
12/31/2024 08:00:00 | 12/31/2024 08:00:00 | 99.72 | 99.72 | 39.61 | 5.63
12/31/2024 09:00:00 | 12/31/2024 09:00:00 | 213.81 | 213.81 | 139.27 | 0
12/31/2024 10:00:00 | 12/31/2024 10:00:00 | 274.09 | 274.09 | 195.71 | 0
12/31/2024 11:00:00 | 12/31/2024 11:00:00 | 310.62 | 310.62 | 230.53 | 0
12/31/2024 12:00:00 | 12/31/2024 12:00:00 | 316.12 | 316.12 | 236.35 | 0
12/31/2024 13:00:00 | 12/31/2024 13:00:00 | 271.33 | 271.33 | 194.3 | 0
12/31/2024 14:00:00 | 12/31/2024 14:00:00 | 168.77 | 168.77 | 98.82 | 0
12/31/2024 15:00:00 | 12/31/2024 15:00:00 | 60.65 | 60.65 | 9.73 | 12.29
12/31/2024 16:00:00 | 12/31/2024 16:00:00 | 7.83 | 7.83 | 0 | 54.78
12/31/2024 17:00:00 | 12/31/2024 17:00:00 | 0 | 0 | 0 | 66.05
12/31/2024 18:00:00 | 12/31/2024 18:00:00 | 0 | 0 | 0 | 65.02
12/31/2024 19:00:00 | 12/31/2024 19:00:00 | 0 | 0 | 0 | 66.05
12/31/2024 20:00:00 | 12/31/2024 20:00:00 | 0 | 0 | 0 | 65.54
12/31/2024 21:00:00 | 12/31/2024 21:00:00 | 0 | 0 | 0 | 66.05
12/31/2024 22:00:00 | 12/31/2024 22:00:00 | 0 | 0 | 0 | 66.04
12/31/2024 23:00:00 | 12/31/2024 23:00:00 | 0 | 0 | 0 | 65.54
SUM OVER 1 YEAR in kWh | SUM OVER 1 YEAR in kWh