## PV_BESS_OPT
Buseness Plan BIG PV + BESS
Assumptions |  | Range | w.r.t.
Initial Investment Cost (Euro) | 950000 |  | PV_1
Initial Investment Cost (Euro) | 910000 |  | PV_2
Initial Investment Cost (Euro) | 980000 |  | BESS
Operations and Maintenance Costs (Euro/kWp) | 15 | 10 bis 15 | PV_tot
Operations and Maintenance Costs (Euro/Year) | 12000 | 7-12k | BESS
O&M Growth Rate (%) | 1% |  | all
Reduction output (%) | 99% |  | all
Annual Electricity Output PV (kWh) | 3517609.2287 | SCALED Data 2024 | PV_1+2
Annual Electricity Output BESS (kWh) | 1796628.3695 | Scaled *52 weekly result
Peak Power (kWp) | 2528 | PV_1 + PV_2 | PV_1+2
BES capcacity in kWh | 4472 |  | BESS
Power BESS limit (kW) | 1000 |  | BESS
Project Lifespan (years) | 25 |  | all
Discount Rate (%) | 2% |  | all
Entry Date | 2026-12-31 |  | PV_2 + BESS
Total Costs | Construction | Operations | Operations | Operations | Operations | Operations | Operations | Operations | Operations | Operations | Operations | Operations | Operations | Operations | Operations | Operations | Operations | Operations | Operations | Operations | Operations | Operations | Operations | Operations | Operations | Operations | Operations
Date | 2026-12-31 | 2027-12-31 | 2028-12-31 | 2029-12-31 | 2030-12-31 | 2031-12-31 | 2032-12-31 | 2033-12-31 | 2034-12-31 | 2035-12-31 | 2036-12-31 | 2037-12-31 | 2038-12-31 | 2039-12-31 | 2040-12-31 | 2041-12-31 | 2042-12-31 | 2043-12-31 | 2044-12-31 | 2045-12-31 | 2046-12-31 | 2047-12-31 | 2048-12-31 | 2049-12-31 | 2050-12-31 | 2051-12-31 | 2052-12-31
Year Frac (From Start Date) |  | 1 | 2 | 3 | 4 | 5 | 6 | 7 | 8 | 9 | 10 | 11 | 12 | 13 | 14 | 15 | 16 | 17 | 18 | 19 | 20 | 21 | 22 | 23 | 24 | 25 | 26
Discount Factor |  | 0.98039 | 0.96117 | 0.94232 | 0.92385 | 0.90573 | 0.88797 | 0.87056 | 0.85349 | 0.83676 | 0.82035 | 0.80426 | 0.78849 | 0.77303 | 0.75788 | 0.74301 | 0.72845 | 0.71416 | 0.70016 | 0.68643 | 0.67297 | 0.65978 | 0.64684 | 0.63416 | 0.62172 | 0.60953 | 0.59758
Initial Investment, PV1+PV2+BESS | 2840000 | 0 | 0 | 0 | 0 | 0 | 0 | 0 | 0 | 0 | 0 | 0 | 0 | 0 | 0 | 0 | 0 | 0 | 0 | 0 | 0 | 0 | 0 | 0 | 0 | 0 | 0
O&M Costs_PV | 0 | 37920 | 38299.2 | 38682.192 | 39069.0139 | 39459.7041 | 39854.3011 | 40252.8441 | 40655.3726 | 41061.9263 | 41472.5455 | 41887.271 | 42306.1437 | 42729.2051 | 43156.4972 | 43588.0622 | 44023.9428 | 44464.1822 | 44908.824 | 45357.9123 | 45811.4914 | 46269.6063 | 46732.3024 | 47199.6254 | 47671.6217 | 48148.3379 | 48629.8213
O&M Costs_BESS | 0 | 12000 | 12120 | 12241.2 | 12363.612 | 12487.2481 | 12612.1206 | 12738.2418 | 12865.6242 | 12994.2805 | 13124.2233 | 13255.4655 | 13388.0202 | 13521.9004 | 13657.1194 | 13793.6906 | 13931.6275 | 14070.9437 | 14211.6532 | 14353.7697 | 14497.3074 | 14642.2805 | 14788.7033 | 14936.5903 | 15085.9562 | 15236.8158 | 15389.1839
Present Value of PV Cost | 1860000 | 37176.4706 | 36811.9954 | 36451.0935 | 36093.7298 | 35739.8697 | 35389.4788 | 35042.5232 | 34698.969 | 34358.783 | 34021.9322 | 33688.3839 | 33358.1056 | 33031.0653 | 32707.2314 | 32386.5722 | 32069.0568 | 31754.6543 | 31443.3342 | 31135.0662 | 30829.8204 | 30527.5673 | 30228.2774 | 29931.9218 | 29638.4715 | 29347.8983 | 29060.1738
Present Value of BESS Cost | 980000 | 11764.7059 | 11649.3656 | 11535.1562 | 11422.0664 | 11310.0854 | 11199.2022 | 11089.4061 | 10980.6864 | 10873.0326 | 10766.4342 | 10660.881 | 10556.3625 | 10452.8688 | 10350.3897 | 10248.9153 | 10148.4357 | 10048.9412 | 9950.4222 | 9852.869 | 9756.2723 | 9660.6226 | 9565.9106 | 9472.1271 | 9379.2631 | 9287.3096 | 9196.2575
Present Value of total Cost | 2840000 | 48941.1765 | 48461.361 | 47986.2496 | 47515.7962 | 47049.9551 | 46588.681 | 46131.9292 | 45679.6554 | 45231.8156 | 44788.3665 | 44349.2648 | 43914.4681 | 43483.9341 | 43057.621 | 42635.4875 | 42217.4925 | 41803.5955 | 41393.7564 | 40987.9352 | 40586.0927 | 40188.1899 | 39794.188 | 39404.0489 | 39017.7347 | 38635.2079 | 38256.4313
Revenue PV |  | 63584.8234 | 62948.9752 | 62319.4855 | 61696.2906 | 61079.3277 | 60468.5344 | 59863.8491 | 59265.2106 | 58672.5585 | 58085.8329 | 57504.9746 | 56929.9248 | 56360.6256 | 55797.0193 | 55239.0491 | 54686.6586 | 54139.792 | 53598.3941 | 53062.4102 | 52531.7861 | 52006.4682 | 51486.4035 | 50971.5395 | 50461.8241 | 49957.2059 | 49457.6338
Revenue BESS |  | 69717.1391 | 69019.9677 | 68329.7681 | 67646.4704 | 66970.0057 | 66300.3056 | 65637.3026 | 64980.9295 | 64331.1202 | 63687.809 | 63050.9309 | 62420.4216 | 61796.2174 | 61178.2552 | 60566.4727 | 59960.808 | 59361.1999 | 58767.5879 | 58179.912 | 57598.1129 | 57022.1318 | 56451.9104 | 55887.3913 | 55328.5174 | 54775.2323 | 54227.4799
Revenue Grid Buy Reduction vs NO PV |  | 415158.847 | 411007.2585 | 406897.1859 | 402828.2141 | 398799.9319 | 394811.9326 | 390863.8133 | 386955.1752 | 383085.6234 | 379254.7672 | 375462.2195 | 371707.5973 | 367990.5213 | 364310.6161 | 360667.51 | 357060.8349 | 353490.2265 | 349955.3243 | 346455.771 | 342991.2133 | 339561.3012 | 336165.6882 | 332804.0313 | 329475.991 | 326181.2311 | 322919.4187
Present Value of Revenues | 0 | 537706.6761 | 521891.7738 | 506542.0158 | 491643.7212 | 477183.6117 | 463148.7996 | 449526.7761 | 436305.4003 | 423472.8886 | 411017.8036 | 398929.0447 | 387195.8375 | 375807.7246 | 364754.5562 | 354026.4811 | 343613.9375 | 333507.6452 | 323698.5968 | 314178.0499 | 304937.519 | 295968.7684 | 287263.8046 | 278814.8692 | 270614.4319 | 262655.1839 | 254930.0314
NPV of PV Costs | 2026-12-31: 2716922.4457
NPV of BESS Costs | 2026-12-31: 1251177.9892
NPV of Total Costs | 2026-12-31: 3968100.4349
NPV Project | 2026-12-31: 5901235.5139
Total Energy Output | Entry | 1 | 2 | 3 | 4 | 5 | 6 | 7 | 8 | 9 | 10 | 11 | 12 | 13 | 14 | 15 | 16 | 17 | 18 | 19 | 20 | 21 | 22 | 23 | 24 | 25 | 26
Yearly Output PV |  | 3517609.2287 | 3482433.1364 | 3447608.805 | 3413132.717 | 3379001.3898 | 3345211.3759 | 3311759.2621 | 3278641.6695 | 3245855.2528 | 3213396.7003 | 3181262.7333 | 3149450.1059 | 3117955.6049 | 3086776.0488 | 3055908.2883 | 3025349.2055 | 2995095.7134 | 2965144.7563 | 2935493.3087 | 2906138.3756 | 2877076.9919 | 2848306.222 | 2819823.1597 | 2791624.9281 | 2763708.6789 | 2736071.5921
Yearly Output BESS |  | 1796628.3695 | 1778662.0858 | 1760875.4649 | 1743266.7103 | 1725834.0432 | 1708575.7027 | 1691489.9457 | 1674575.0463 | 1657829.2958 | 1641251.0028 | 1624838.4928 | 1608590.1079 | 1592504.2068 | 1576579.1647 | 1560813.3731 | 1545205.2394 | 1529753.187 | 1514455.6551 | 1499311.0985 | 1484317.9876 | 1469474.8077 | 1454780.0596 | 1440232.259 | 1425829.9364 | 1411571.637 | 1397455.9207
Discount Factor |  | 0.98039 | 0.96117 | 0.94232 | 0.92385 | 0.90573 | 0.88797 | 0.87056 | 0.85349 | 0.83676 | 0.82035 | 0.80426 | 0.78849 | 0.77303 | 0.75788 | 0.74301 | 0.72845 | 0.71416 | 0.70016 | 0.68643 | 0.67297 | 0.65978 | 0.64684 | 0.63416 | 0.62172 | 0.60953 | 0.59758
Present Value of Energy PV |  | 3448636.4987 | 3347206.0134 | 3248758.7777 | 3153207.049 | 3060465.6652 | 2970451.9692 | 2883085.7348 | 2798289.0955 | 2715986.475 | 2636104.5199 | 2558572.034 | 2483319.9154 | 2410281.0943 | 2339390.4739 | 2270584.8717 | 2203802.9637 | 2138985.2295 | 2076073.8992 | 2015012.9022 | 1955747.8168 | 1898225.8222 | 1842395.651 | 1788207.5436 | 1735613.2041 | 1684565.7569 | 1635019.7052
Present Value of Energy BESS |  | 1761400.3622 | 1709594.4692 | 1659312.279 | 1610508.9766 | 1563141.0656 | 1517166.3283 | 1472543.7893 | 1429233.6778 | 1387197.3932 | 1346397.4698 | 1306797.5443 | 1268362.3224 | 1231057.5482 | 1194849.9732 | 1159707.327 | 1125598.2879 | 1092492.4559 | 1060360.3249 | 1029173.2565 | 998903.4548 | 969523.9415 | 941008.5314 | 913331.8099 | 886469.1096 | 860396.4887 | 835090.7097
NPV of PV Output Energy | 63297990.6824
NPV of BESS Output Energy | 32329618.8969
NPV of total Output Energy | 95627609.5792
LCOE_PV | 0.042923
LCOE_BESS | 0.038701

## PV_REF
REFERENCE SMALL PV
Assumptions |  | Range | w.r.t.
Initial Investment Cost (Euro) | 950000 |  | PV_1
Operations and Maintenance Costs (Euro/kWp) | 15 | 10 bis 15 | PV_tot
O&M Growth Rate (%) | 1% |  | all
Reduction output (%) | 99% |  | all
Annual Electricity Output PV (kWh) | 1265548.07 | Data 2024 | PV_1
Annual Electricity Output BESS (kWh)
Peak Power (kWp) | 1310 |  | PV_1
Project Lifespan (years) | 25 |  | all
Discount Rate (%) | 2% |  | all
Entry Date | 2026-12-31
Total Costs | Construction | Operations | Operations | Operations | Operations | Operations | Operations | Operations | Operations | Operations | Operations | Operations | Operations | Operations | Operations | Operations | Operations | Operations | Operations | Operations | Operations | Operations | Operations | Operations | Operations | Operations | Operations
Date | 2026-12-31 | 2027-12-31 | 2028-12-31 | 2029-12-31 | 2030-12-31 | 2031-12-31 | 2032-12-31 | 2033-12-31 | 2034-12-31 | 2035-12-31 | 2036-12-31 | 2037-12-31 | 2038-12-31 | 2039-12-31 | 2040-12-31 | 2041-12-31 | 2042-12-31 | 2043-12-31 | 2044-12-31 | 2045-12-31 | 2046-12-31 | 2047-12-31 | 2048-12-31 | 2049-12-31 | 2050-12-31 | 2051-12-31 | 2052-12-31
Year Frac (From Start Date) |  | 1 | 2 | 3 | 4 | 5 | 6 | 7 | 8 | 9 | 10 | 11 | 12 | 13 | 14 | 15 | 16 | 17 | 18 | 19 | 20 | 21 | 22 | 23 | 24 | 25 | 26
Discount Factor |  | 0.98039 | 0.96117 | 0.94232 | 0.92385 | 0.90573 | 0.88797 | 0.87056 | 0.85349 | 0.83676 | 0.82035 | 0.80426 | 0.78849 | 0.77303 | 0.75788 | 0.74301 | 0.72845 | 0.71416 | 0.70016 | 0.68643 | 0.67297 | 0.65978 | 0.64684 | 0.63416 | 0.62172 | 0.60953 | 0.59758
Initial Investment, PV1 | 950000 | 0 | 0 | 0 | 0 | 0 | 0 | 0 | 0 | 0 | 0 | 0 | 0 | 0 | 0 | 0 | 0 | 0 | 0 | 0 | 0 | 0 | 0 | 0 | 0 | 0 | 0
O&M Costs_PV | 0 | 19650 | 19846.5 | 20044.965 | 20245.4146 | 20447.8688 | 20652.3475 | 20858.871 | 21067.4597 | 21278.1343 | 21490.9156 | 21705.8248 | 21922.883 | 22142.1118 | 22363.533 | 22587.1683 | 22813.04 | 23041.1704 | 23271.5821 | 23504.2979 | 23739.3409 | 23976.7343 | 24216.5016 | 24458.6666 | 24703.2533 | 24950.2858 | 25199.7887
Present Value of total Cost | 950000 | 19264.7059 | 19075.8362 | 18888.8182 | 18703.6337 | 18520.2648 | 18338.6935 | 18158.9024 | 17980.874 | 17804.5909 | 17630.0361 | 17457.1926 | 17286.0436 | 17116.5726 | 16948.7631 | 16782.5987 | 16618.0635 | 16455.1413 | 16293.8164 | 16134.0731 | 15975.8959 | 15819.2694 | 15664.1786 | 15510.6082 | 15358.5434 | 15207.9695 | 15058.8717
Revenue PV |  | 14733.7078 | 14586.3707 | 14440.507 | 14296.1019 | 14153.1409 | 14011.6095 | 13871.4934 | 13732.7785 | 13595.4507 | 13459.4962 | 13324.9012 | 13191.6522 | 13059.7357 | 12929.1383 | 12799.8469 | 12671.8485 | 12545.13 | 12419.6787 | 12295.4819 | 12172.5271 | 12050.8018 | 11930.2938 | 11810.9909 | 11692.8809 | 11575.9521 | 11460.1926
Revenue Grid Buy Reduction vs NO PV |  | 191813.4672 | 189895.3325 | 187996.3792 | 186116.4154 | 184255.2512 | 182412.6987 | 180588.5717 | 178782.686 | 176994.8591 | 175224.9105 | 173472.6614 | 171737.9348 | 170020.5555 | 168320.3499 | 166637.1464 | 164970.775 | 163321.0672 | 161687.8565 | 160070.978 | 158470.2682 | 156885.5655 | 155316.7099 | 153763.5428 | 152225.9073 | 150703.6483 | 149196.6118
Present Value of Revenues | 0 | 202497.2303 | 196541.4294 | 190760.7992 | 185150.1874 | 179704.5937 | 174419.1644 | 169289.189 | 164310.0952 | 159477.4454 | 154786.9323 | 150234.3754 | 145815.7173 | 141527.0198 | 137364.4604 | 133324.3292 | 129403.0254 | 125597.054 | 121903.023 | 118317.64 | 114837.7094 | 111460.1297 | 108181.8906 | 105000.0703 | 101911.8329 | 98914.4261 | 96005.1783
NPV of PV Costs | 2026-12-31: 1394053.9572
NPV of Total Costs | 2026-12-31: 1394053.9572
NPV Project | 2026-12-31: 2322680.9911
Total Energy Output | Entry | 1 | 2 | 3 | 4 | 5 | 6 | 7 | 8 | 9 | 10 | 11 | 12 | 13 | 14 | 15 | 16 | 17 | 18 | 19 | 20 | 21 | 22 | 23 | 24 | 25 | 26
Yearly Output PV |  | 1265548.07 | 1252892.5893 | 1240363.6634 | 1227960.0268 | 1215680.4265 | 1203523.6222 | 1191488.386 | 1179573.5022 | 1167777.7671 | 1156099.9895 | 1144538.9896 | 1133093.5997 | 1121762.6637 | 1110545.037 | 1099439.5867 | 1088445.1908 | 1077560.7389 | 1066785.1315 | 1056117.2802 | 1045556.1074 | 1035100.5463 | 1024749.5409 | 1014502.0454 | 1004357.025 | 994313.4547 | 984370.3202
Discount Factor |  | 0.98039 | 0.96117 | 0.94232 | 0.92385 | 0.90573 | 0.88797 | 0.87056 | 0.85349 | 0.83676 | 0.82035 | 0.80426 | 0.78849 | 0.77303 | 0.75788 | 0.74301 | 0.72845 | 0.71416 | 0.70016 | 0.68643 | 0.67297 | 0.65978 | 0.64684 | 0.63416 | 0.62172 | 0.60953 | 0.59758
Present Value of Energy PV |  | 1240733.402 | 1204241.2431 | 1168822.383 | 1134445.2541 | 1101079.2172 | 1068694.5343 | 1037262.3421 | 1006754.6262 | 977144.196 | 948404.6608 | 920510.4061 | 893436.5706 | 867159.0244 | 841654.3473 | 816899.8076 | 792873.3427 | 769553.5385 | 746919.6109 | 724951.387 | 703629.2874 | 682934.3084 | 662848.0052 | 643352.4756 | 624430.344 | 606064.7456 | 588239.312
NPV of PV Output Energy | 22773038.3723
NPV of total Output Energy | 22773038.3723
LCOE_PV | 0.061215

## BESS Sizing
Ref: Sizing BESS

## Data Computation
Reference Case |  | Optimized Case
REFERENCE | Original PV, no BESS, no EVs | OPTIMIZED | BIG PV, BESS, EVs
Total PV Energy Produced (kWh) | 40058 | Total PV Energy Produced (kWh) | 72710.1849
Total BESS Energy Discharged (kWh) | 0 | Total BESS Energy Discharged (kWh) | 34550.5456
Total Grid Sold (kWh) | 3542.88 | Total Grid Sold (kWh) | 1600.4882
Total Grid Bought (kWh) | 55862.95 | Total Grid Bought (kWh) | 18357.5412
Self-Sufficiency Ratio (%) | 39.5279 | Self-Sufficiency Ratio (%) | 88.555
EV Renewable Share (%) | 0 | EV Renewable Share (%) | 83.5976
Total Revenue (€) | -5638.259 | Total Revenue (€) | 937.0032
BESS Capacity (kWh) | 0 | BESS Capacity (kWh) | 4472
PV Scaling Factor | 1.9298 | PV Scaling Factor | 1.9298
Simulation Period (days) | 7 | Simulation Period (days) | 7
Revenue BESS to Grid (€) | 0 | Revenue BESS to Grid (€) | 84.9838
Revenue BESS to EV (€) | 0 | Revenue BESS to EV (€) | 1255.7304
Revenue PV to Grid (€) | 283.3405 | Revenue PV to Grid (€) | 71.5896
Revenue PV to EV (€) | 0 | Revenue PV to EV (€) | 1151.1954
Cost Grid Import (with small PV) (€) | 5921.5995 | Cost Grid Import (€) | 1626.496
Net Energy Cost with PV (€) | 5638.259
Net Energy Cost without PV (€) | 9326.9795
Yerly_PV_Production | 1265548.07 | Yerly_PV_Production | 2434484.2003
|  | Yerly_BESS_Dispatch | 1796628.3695
Yearly_PV_revenue | 14733.7078 | Yearly_PV_revenue | 63584.8234
Yearly_BESS_revenue | 0 | Yearly_BESS_revenue | 69717.1391
Yearly_Delta_Grid_Buy (Small vs NO PV) | 191813.4672 | Yearly_Delta_Grid_Buy | 223345.3798

## Output PyPSA
REFERENCE | Original PV, no BESS, no EVs | OPTIMIZED | BIG PV, BESS, EVs
Total PV Energy Produced (kWh) | 40058 | Total PV Energy Produced (kWh) | 72710.1849
Total BESS Energy Discharged (kWh) | 0 | Total BESS Energy Discharged (kWh) | 34550.5456
Total Grid Sold (kWh) | 3542.88 | Total Grid Sold (kWh) | 1600.4882
Total Grid Bought (kWh) | 55862.95 | Total Grid Bought (kWh) | 18357.5412
Self-Sufficiency Ratio (%) | 39.5279 | Self-Sufficiency Ratio (%) | 88.555
EV Renewable Share (%) | 0 | EV Renewable Share (%) | 83.5976
Total Revenue (€) | -5638.259 | Total Revenue (€) | 937.0032
BESS Capacity (kWh) | 0 | BESS Capacity (kWh) | 4472
PV Scaling Factor | 1.9298 | PV Scaling Factor | 1.9298
Simulation Period (days) | 7 | Simulation Period (days) | 7
Revenue BESS to Grid (€) | 0 | Revenue BESS to Grid (€) | 84.9838
Revenue BESS to EV (€) | 0 | Revenue BESS to EV (€) | 1255.7304
Revenue PV to Grid (€) | 283.3405 | Revenue PV to Grid (€) | 71.5896
Revenue PV to EV (€) | 0 | Revenue PV to EV (€) | 1151.1954
Cost Grid Import (with small PV) (€) | 5921.5995 | Cost Grid Import (€) | 1626.496
Net Energy Cost with PV (€) | 5638.259
Net Energy Cost without PV (€) | 9326.9795

## FdM Dati 2024
Date | Time | PvYield | InverterYield | GridFeedIn | PurchasedFromNet | ConsumerUse
2024-01-01 | 45292 | 0 | 0 | 0 | 41.22 | 41.22
2024-01-01 01:00 | 45292.0417 | 0 | 0 | 0 | 41.47 | 41.47
2024-01-01 02:00 | 45292.0833 | 0 | 0 | 0 | 41.73 | 41.73
2024-01-01 03:00 | 45292.125 | 0 | 0 | 0 | 41.72 | 41.72
2024-01-01 04:00 | 45292.1667 | 0 | 0 | 0 | 40.2 | 40.2
2024-01-01 05:00 | 45292.2083 | 0 | 0 | 0 | 39.42 | 39.42
2024-01-01 06:00 | 45292.25 | 0 | 0 | 0 | 39.68 | 39.68
2024-01-01 07:00 | 45292.2917 | 0.17 | 0.17 | 0 | 38.91 | 39.08
2024-01-01 08:00 | 45292.3333 | 9.96 | 9.96 | 0 | 26.63 | 36.59
2024-01-01 09:00 | 45292.375 | 35.22 | 35.22 | 2.95 | 3.84 | 36.11
2024-01-01 10:00 | 45292.4167 | 157.1 | 157.1 | 113.79 | 0 | 43.31
2024-01-01 11:00 | 45292.4583 | 270.19 | 270.19 | 219.52 | 0 | 50.67
2024-01-01 12:00 | 45292.5 | 255.17 | 255.17 | 204.54 | 0 | 50.63
2024-01-01 13:00 | 45292.5417 | 231.21 | 231.21 | 181.76 | 0 | 49.45
2024-01-01 14:00 | 45292.5833 | 146.7 | 146.7 | 103.62 | 0 | 43.08
2024-01-01 15:00 | 45292.625 | 56.13 | 56.13 | 19.65 | 1.02 | 37.5
2024-01-01 16:00 | 45292.6667 | 5.43 | 5.43 | 0 | 32 | 37.43
2024-01-01 17:00 | 45292.7083 | 0 | 0 | 0 | 40.19 | 40.19
2024-01-01 18:00 | 45292.75 | 0 | 0 | 0 | 40.96 | 40.96
2024-01-01 19:00 | 45292.7917 | 0 | 0 | 0 | 40.19 | 40.19
2024-01-01 20:00 | 45292.8333 | 0 | 0 | 0 | 40.71 | 40.71
2024-01-01 21:00 | 45292.875 | 0 | 0 | 0 | 40.19 | 40.19
2024-01-01 22:00 | 45292.9167 | 0 | 0 | 0 | 40.96 | 40.96
2024-01-01 23:00 | 45292.9583 | 0 | 0 | 0 | 40.96 | 40.96
2024-02-01 | 45323 | 0 | 0 | 0 | 39.68 | 39.68
2024-02-01 01:00 | 45323.0417 | 0 | 0 | 0 | 38.91 | 38.91
2024-02-01 02:00 | 45323.0833 | 0 | 0 | 0 | 39.43 | 39.43
2024-02-01 03:00 | 45323.125 | 0 | 0 | 0 | 39.93 | 39.93
2024-02-01 04:00 | 45323.1667 | 0 | 0 | 0 | 39.94 | 39.94
2024-02-01 05:00 | 45323.2083 | 0 | 0 | 0 | 39.17 | 39.17
2024-02-01 06:00 | 45323.25 | 0 | 0 | 0 | 38.65 | 38.65
2024-02-01 07:00 | 45323.2917 | 0.67 | 0.67 | 0 | 37.89 | 38.56
2024-02-01 08:00 | 45323.3333 | 31.04 | 31.04 | 5.63 | 11.01 | 36.42
2024-02-01 09:00 | 45323.375 | 103.29 | 103.29 | 62.4 | 0 | 40.89
2024-02-01 10:00 | 45323.4167 | 119.86 | 119.86 | 77.76 | 0 | 42.1
2024-02-01 11:00 | 45323.4583 | 170.33 | 170.33 | 125.25 | 0 | 45.08
2024-02-01 12:00 | 45323.5 | 226.11 | 226.11 | 178.05 | 0 | 48.06
2024-02-01 13:00 | 45323.5417 | 251.94 | 251.94 | 202.43 | 0 | 49.51
2024-02-01 14:00 | 45323.5833 | 150.93 | 150.93 | 107.65 | 0 | 43.28
2024-02-01 15:00 | 45323.625 | 41.71 | 41.71 | 5.31 | 1.28 | 37.68
2024-02-01 16:00 | 45323.6667 | 4.09 | 4.09 | 0 | 34.56 | 38.65
2024-02-01 17:00 | 45323.7083 | 0 | 0 | 0 | 41.47 | 41.47
2024-02-01 18:00 | 45323.75 | 0 | 0 | 0 | 40.45 | 40.45
2024-02-01 19:00 | 45323.7917 | 0 | 0 | 0 | 41.21 | 41.21
2024-02-01 20:00 | 45323.8333 | 0 | 0 | 0 | 40.71 | 40.71
2024-02-01 21:00 | 45323.875 | 0 | 0 | 0 | 39.93 | 39.93
2024-02-01 22:00 | 45323.9167 | 0 | 0 | 0 | 40.45 | 40.45
2024-02-01 23:00 | 45323.9583 | 0 | 0 | 0 | 39.68 | 39.68
2024-03-01 | 45352 | 0 | 0 | 0 | 39.94 | 39.94
2024-03-01 01:00 | 45352.0417 | 0 | 0 | 0 | 39.42 | 39.42
2024-03-01 02:00 | 45352.0833 | 0 | 0 | 0 | 38.91 | 38.91
2024-03-01 03:00 | 45352.125 | 0 | 0 | 0 | 38.92 | 38.92
2024-03-01 04:00 | 45352.1667 | 0 | 0 | 0 | 38.4 | 38.4
2024-03-01 05:00 | 45352.2083 | 0 | 0 | 0 | 38.4 | 38.4
2024-03-01 06:00 | 45352.25 | 0 | 0 | 0 | 38.4 | 38.4
2024-03-01 07:00 | 45352.2917 | 0.02 | 0.02 | 0 | 37.88 | 37.9
2024-03-01 08:00 | 45352.3333 | 4.77 | 4.77 | 0 | 32 | 36.77
2024-03-01 09:00 | 45352.375 | 12.39 | 12.39 | 0 | 22.53 | 34.92
2024-03-01 10:00 | 45352.4167 | 35.87 | 35.87 | 6.46 | 6.91 | 36.32
2024-03-01 11:00 | 45352.4583 | 64.16 | 64.16 | 26.18 | 0 | 37.98
2024-03-01 12:00 | 45352.5 | 62.53 | 62.53 | 24.7 | 0 | 37.83
2024-03-01 13:00 | 45352.5417 | 67.76 | 67.76 | 29.51 | 0 | 38.25
2024-03-01 14:00 | 45352.5833 | 52.89 | 52.89 | 15.04 | 0 | 37.85
2024-03-01 15:00 | 45352.625 | 37.74 | 37.74 | 6.14 | 4.61 | 36.21
2024-03-01 16:00 | 45352.6667 | 3.41 | 3.41 | 0 | 34.56 | 37.97
2024-03-01 17:00 | 45352.7083 | 0 | 0 | 0 | 39.94 | 39.94
2024-03-01 18:00 | 45352.75 | 0 | 0 | 0 | 40.19 | 40.19
2024-03-01 19:00 | 45352.7917 | 0 | 0 | 0 | 39.94 | 39.94
2024-03-01 20:00 | 45352.8333 | 0 | 0 | 0 | 40.44 | 40.44
2024-03-01 21:00 | 45352.875 | 0 | 0 | 0 | 40.2 | 40.2
2024-03-01 22:00 | 45352.9167 | 0 | 0 | 0 | 39.68 | 39.68
2024-03-01 23:00 | 45352.9583 | 0 | 0 | 0 | 39.42 | 39.42
2024-04-01 | 45383 | 0 | 0 | 0 | 39.17 | 39.17
2024-04-01 01:00 | 45383.0417 | 0 | 0 | 0 | 39.68 | 39.68
2024-04-01 02:00 | 45383.0833 | 0 | 0 | 0 | 39.17 | 39.17
2024-04-01 03:00 | 45383.125 | 0 | 0 | 0 | 38.4 | 38.4
2024-04-01 04:00 | 45383.1667 | 0 | 0 | 0 | 38.91 | 38.91
2024-04-01 05:00 | 45383.2083 | 0 | 0 | 0 | 38.4 | 38.4
2024-04-01 06:00 | 45383.25 | 0 | 0 | 0 | 38.4 | 38.4
2024-04-01 07:00 | 45383.2917 | 0.04 | 0.04 | 0 | 38.14 | 38.18
2024-04-01 08:00 | 45383.3333 | 11.98 | 11.98 | 0 | 23.55 | 35.53
2024-04-01 09:00 | 45383.375 | 38.39 | 38.39 | 5.76 | 4.1 | 36.73
2024-04-01 10:00 | 45383.4167 | 72.94 | 72.94 | 34.43 | 0 | 38.51
2024-04-01 11:00 | 45383.4583 | 155.77 | 155.77 | 111.94 | 0 | 43.83
2024-04-01 12:00 | 45383.5 | 203.21 | 203.21 | 155.39 | 0 | 47.82
2024-04-01 13:00 | 45383.5417 | 144.81 | 144.81 | 101.12 | 0 | 43.69
2024-04-01 14:00 | 45383.5833 | 65.98 | 65.98 | 27.26 | 0 | 38.72
2024-04-01 15:00 | 45383.625 | 34.07 | 34.07 | 3.4 | 6.4 | 37.07
2024-04-01 16:00 | 45383.6667 | 11.13 | 11.13 | 0 | 25.6 | 36.73
2024-04-01 17:00 | 45383.7083 | 0 | 0 | 0 | 40.7 | 40.7
2024-04-01 18:00 | 45383.75 | 0 | 0 | 0 | 40.71 | 40.71
2024-04-01 19:00 | 45383.7917 | 0 | 0 | 0 | 40.96 | 40.96
2024-04-01 20:00 | 45383.8333 | 0 | 0 | 0 | 40.45 | 40.45
2024-04-01 21:00 | 45383.875 | 0 | 0 | 0 | 40.7 | 40.7
2024-04-01 22:00 | 45383.9167 | 0 | 0 | 0 | 41.47 | 41.47
2024-04-01 23:00 | 45383.9583 | 0 | 0 | 0 | 39.68 | 39.68
2024-05-01 | 45413 | 0 | 0 | 0 | 38.91 | 38.91
2024-05-01 01:00 | 45413.0417 | 0 | 0 | 0 | 39.17 | 39.17
2024-05-01 02:00 | 45413.0833 | 0 | 0 | 0 | 39.17 | 39.17
2024-05-01 03:00 | 45413.125 | 0 | 0 | 0 | 39.17 | 39.17
2024-05-01 04:00 | 45413.1667 | 0 | 0 | 0 | 38.91 | 38.91
2024-05-01 05:00 | 45413.2083 | 0 | 0 | 0 | 38.91 | 38.91
2024-05-01 06:00 | 45413.25 | 0 | 0 | 0 | 38.91 | 38.91
2024-05-01 07:00 | 45413.2917 | 0.04 | 0.04 | 0 | 38.92 | 38.96
2024-05-01 08:00 | 45413.3333 | 21.26 | 21.26 | 2.3 | 17.4 | 36.36
2024-05-01 09:00 | 45413.375 | 184.23 | 184.23 | 138.3 | 0 | 45.93
2024-05-01 10:00 | 45413.4167 | 257.84 | 257.84 | 207.11 | 0 | 50.73
2024-05-01 11:00 | 45413.4583 | 249.62 | 249.62 | 199.42 | 0 | 50.2
2024-05-01 12:00 | 45413.5 | 121.36 | 121.36 | 79.11 | 0 | 42.25
2024-05-01 13:00 | 45413.5417 | 106.45 | 106.45 | 65.4 | 0 | 41.05
2024-05-01 14:00 | 45413.5833 | 58.13 | 58.13 | 22.08 | 2.31 | 38.36
2024-05-01 15:00 | 45413.625 | 30.74 | 30.74 | 6.21 | 12.29 | 36.82
2024-05-01 16:00 | 45413.6667 | 2.17 | 2.17 | 0 | 36.35 | 38.52
2024-05-01 17:00 | 45413.7083 | 0 | 0 | 0 | 40.19 | 40.19
2024-05-01 18:00 | 45413.75 | 0 | 0 | 0 | 39.94 | 39.94
2024-05-01 19:00 | 45413.7917 | 0 | 0 | 0 | 40.44 | 40.44
2024-05-01 20:00 | 45413.8333 | 0 | 0 | 0 | 41.73 | 41.73
2024-05-01 21:00 | 45413.875 | 0 | 0 | 0 | 40.71 | 40.71
2024-05-01 22:00 | 45413.9167 | 0 | 0 | 0 | 40.96 | 40.96
2024-05-01 23:00 | 45413.9583 | 0 | 0 | 0 | 40.44 | 40.44
2024-06-01 | 45444 | 0 | 0 | 0 | 39.68 | 39.68
2024-06-01 01:00 | 45444.0417 | 0 | 0 | 0 | 39.68 | 39.68
2024-06-01 02:00 | 45444.0833 | 0 | 0 | 0 | 39.43 | 39.43
2024-06-01 03:00 | 45444.125 | 0 | 0 | 0 | 39.68 | 39.68
2024-06-01 04:00 | 45444.1667 | 0 | 0 | 0 | 39.68 | 39.68
2024-06-01 05:00 | 45444.2083 | 0 | 0 | 0 | 39.17 | 39.17
2024-06-01 06:00 | 45444.25 | 0 | 0 | 0 | 38.65 | 38.65
2024-06-01 07:00 | 45444.2917 | 0 | 0 | 0 | 39.17 | 39.17
2024-06-01 08:00 | 45444.3333 | 0.79 | 0.79 | 0 | 37.38 | 38.17
2024-06-01 09:00 | 45444.375 | 7.8 | 7.8 | 0 | 27.9 | 35.7
2024-06-01 10:00 | 45444.4167 | 15.65 | 15.65 | 0 | 19.71 | 35.36
2024-06-01 11:00 | 45444.4583 | 16.57 | 16.57 | 0 | 18.69 | 35.26
2024-06-01 12:00 | 45444.5 | 12.91 | 12.91 | 0 | 23.3 | 36.21
2024-06-01 13:00 | 45444.5417 | 15.51 | 15.51 | 0 | 20.48 | 35.99
2024-06-01 14:00 | 45444.5833 | 9.47 | 9.47 | 0 | 26.11 | 35.58
2024-06-01 15:00 | 45444.625 | 5.22 | 5.22 | 0 | 30.21 | 35.43
2024-06-01 16:00 | 45444.6667 | 0.72 | 0.72 | 0 | 37.37 | 38.09
2024-06-01 17:00 | 45444.7083 | 0 | 0 | 0 | 39.17 | 39.17
2024-06-01 18:00 | 45444.75 | 0 | 0 | 0 | 38.91 | 38.91
2024-06-01 19:00 | 45444.7917 | 0 | 0 | 0 | 39.17 | 39.17
2024-06-01 20:00 | 45444.8333 | 0 | 0 | 0 | 38.66 | 38.66
2024-06-01 21:00 | 45444.875 | 0 | 0 | 0 | 38.65 | 38.65
2024-06-01 22:00 | 45444.9167 | 0 | 0 | 0 | 39.43 | 39.43
2024-06-01 23:00 | 45444.9583 | 0 | 0 | 0 | 38.65 | 38.65
2024-07-01 | 45474 | 0 | 0 | 0 | 38.4 | 38.4
2024-07-01 01:00 | 45474.0417 | 0 | 0 | 0 | 38.15 | 38.15
2024-07-01 02:00 | 45474.0833 | 0 | 0 | 0 | 37.63 | 37.63
2024-07-01 03:00 | 45474.125 | 0 | 0 | 0 | 37.12 | 37.12
2024-07-01 04:00 | 45474.1667 | 0 | 0 | 0 | 37.12 | 37.12
2024-07-01 05:00 | 45474.2083 | 0 | 0 | 0 | 36.86 | 36.86
2024-07-01 06:00 | 45474.25 | 0 | 0 | 0 | 36.35 | 36.35
2024-07-01 07:00 | 45474.2917 | 0.44 | 0.44 | 0 | 35.84 | 36.28
2024-07-01 08:00 | 45474.3333 | 22.83 | 22.83 | 2.18 | 14.85 | 35.5
2024-07-01 09:00 | 45474.375 | 78.91 | 78.91 | 40.89 | 0 | 38.02
2024-07-01 10:00 | 45474.4167 | 78.68 | 78.68 | 39.56 | 0 | 39.12
2024-07-01 11:00 | 45474.4583 | 135.97 | 135.97 | 93.31 | 0 | 42.66
2024-07-01 12:00 | 45474.5 | 121.65 | 121.65 | 79.55 | 0 | 42.1
2024-07-01 13:00 | 45474.5417 | 114.49 | 114.49 | 73.41 | 0 | 41.08
2024-07-01 14:00 | 45474.5833 | 100.93 | 100.93 | 60.73 | 0 | 40.2
2024-07-01 15:00 | 45474.625 | 35.36 | 35.36 | 4.16 | 4.61 | 35.81
2024-07-01 16:00 | 45474.6667 | 2.98 | 2.98 | 0 | 33.54 | 36.52
2024-07-01 17:00 | 45474.7083 | 0 | 0 | 0 | 37.88 | 37.88
2024-07-01 18:00 | 45474.75 | 0 | 0 | 0 | 38.15 | 38.15
2024-07-01 19:00 | 45474.7917 | 0 | 0 | 0 | 38.14 | 38.14
2024-07-01 20:00 | 45474.8333 | 0 | 0 | 0 | 38.66 | 38.66
2024-07-01 21:00 | 45474.875 | 0 | 0 | 0 | 38.65 | 38.65
2024-07-01 22:00 | 45474.9167 | 0 | 0 | 0 | 38.92 | 38.92
2024-07-01 23:00 | 45474.9583 | 0 | 0 | 0 | 39.16 | 39.16
2024-08-01 | 45505 | 0 | 0 | 0 | 38.4 | 38.4
2024-08-01 01:00 | 45505.0417 | 0 | 0 | 0 | 38.15 | 38.15
2024-08-01 02:00 | 45505.0833 | 0 | 0 | 0 | 38.14 | 38.14
2024-08-01 03:00 | 45505.125 | 0 | 0 | 0 | 37.89 | 37.89
2024-08-01 04:00 | 45505.1667 | 0 | 0 | 0 | 38.4 | 38.4
2024-08-01 05:00 | 45505.2083 | 0 | 0 | 0 | 37.38 | 37.38
2024-08-01 06:00 | 45505.25 | 0 | 0 | 0 | 38.14 | 38.14
2024-08-01 07:00 | 45505.2917 | 0.78 | 0.78 | 0 | 58.62 | 59.4
2024-08-01 08:00 | 45505.3333 | 20.93 | 20.93 | 0 | 70.4 | 91.33
2024-08-01 09:00 | 45505.375 | 104.89 | 104.89 | 43.52 | 2.05 | 63.42
2024-08-01 10:00 | 45505.4167 | 225.49 | 225.49 | 159.68 | 0 | 65.81
2024-08-01 11:00 | 45505.4583 | 279.33 | 279.33 | 200.32 | 0 | 79.01
2024-08-01 12:00 | 45505.5 | 283.13 | 283.13 | 207.36 | 0 | 75.77
2024-08-01 13:00 | 45505.5417 | 228.93 | 228.93 | 137.28 | 0 | 91.65
2024-08-01 14:00 | 45505.5833 | 198.01 | 198.01 | 107.27 | 0 | 90.74
2024-08-01 15:00 | 45505.625 | 51.42 | 51.42 | 5.89 | 42.24 | 87.77
2024-08-01 16:00 | 45505.6667 | 6.49 | 6.49 | 0 | 56.32 | 62.81
2024-08-01 17:00 | 45505.7083 | 0 | 0 | 0 | 60.16 | 60.16
2024-08-01 18:00 | 45505.75 | 0 | 0 | 0 | 47.62 | 47.62
2024-08-01 19:00 | 45505.7917 | 0 | 0 | 0 | 46.33 | 46.33
2024-08-01 20:00 | 45505.8333 | 0 | 0 | 0 | 46.08 | 46.08
2024-08-01 21:00 | 45505.875 | 0 | 0 | 0 | 45.06 | 45.06
2024-08-01 22:00 | 45505.9167 | 0 | 0 | 0 | 44.8 | 44.8
2024-08-01 23:00 | 45505.9583 | 0 | 0 | 0 | 44.8 | 44.8
2024-09-01 | 45536 | 0 | 0 | 0 | 44.8 | 44.8
2024-09-01 01:00 | 45536.0417 | 0 | 0 | 0 | 45.06 | 45.06
2024-09-01 02:00 | 45536.0833 | 0 | 0 | 0 | 44.54 | 44.54
2024-09-01 03:00 | 45536.125 | 0 | 0 | 0 | 44.8 | 44.8
2024-09-01 04:00 | 45536.1667 | 0 | 0 | 0 | 44.8 | 44.8
2024-09-01 05:00 | 45536.2083 | 0 | 0 | 0 | 44.03 | 44.03
2024-09-01 06:00 | 45536.25 | 0 | 0 | 0 | 45.06 | 45.06
2024-09-01 07:00 | 45536.2917 | 1.85 | 1.85 | 0 | 71.68 | 73.53
2024-09-01 08:00 | 45536.3333 | 93.41 | 93.41 | 10.88 | 24.57 | 107.1
2024-09-01 09:00 | 45536.375 | 212.08 | 212.08 | 114.36 | 0 | 97.72
2024-09-01 10:00 | 45536.4167 | 284.78 | 284.78 | 214.85 | 0 | 69.93
2024-09-01 11:00 | 45536.4583 | 325.51 | 325.51 | 250.11 | 0 | 75.4
2024-09-01 12:00 | 45536.5 | 332.71 | 332.71 | 256.2 | 0 | 76.51
2024-09-01 13:00 | 45536.5417 | 285.37 | 285.37 | 208.7 | 0 | 76.67
2024-09-01 14:00 | 45536.5833 | 181.12 | 181.12 | 114.18 | 0 | 66.94
2024-09-01 15:00 | 45536.625 | 57.84 | 57.84 | 12.8 | 15.62 | 60.66
2024-09-01 16:00 | 45536.6667 | 9.79 | 9.79 | 0 | 48.9 | 58.69
2024-09-01 17:00 | 45536.7083 | 0 | 0 | 0 | 62.2 | 62.2
2024-09-01 18:00 | 45536.75 | 0 | 0 | 0 | 43.52 | 43.52
2024-09-01 19:00 | 45536.7917 | 0 | 0 | 0 | 37.89 | 37.89
2024-09-01 20:00 | 45536.8333 | 0 | 0 | 0 | 35.33 | 35.33
2024-09-01 21:00 | 45536.875 | 0 | 0 | 0 | 35.33 | 35.33
2024-09-01 22:00 | 45536.9167 | 0 | 0 | 0 | 35.33 | 35.33
2024-09-01 23:00 | 45536.9583 | 0 | 0 | 0 | 35.32 | 35.32
2024-10-01 | 45566 | 0 | 0 | 0 | 36.1 | 36.1
2024-10-01 01:00 | 45566.0417 | 0 | 0 | 0 | 35.33 | 35.33
2024-10-01 02:00 | 45566.0833 | 0 | 0 | 0 | 35.84 | 35.84
2024-10-01 03:00 | 45566.125 | 0 | 0 | 0 | 35.58 | 35.58
2024-10-01 04:00 | 45566.1667 | 0 | 0 | 0 | 35.33 | 35.33
2024-10-01 05:00 | 45566.2083 | 0 | 0 | 0 | 35.33 | 35.33
2024-10-01 06:00 | 45566.25 | 0 | 0 | 0 | 35.58 | 35.58
2024-10-01 07:00 | 45566.2917 | 2.65 | 2.65 | 0 | 41.47 | 44.12
2024-10-01 08:00 | 45566.3333 | 81.41 | 81.41 | 37.18 | 4.61 | 48.84
2024-10-01 09:00 | 45566.375 | 165.52 | 165.52 | 105.47 | 0 | 60.05
2024-10-01 10:00 | 45566.4167 | 221.33 | 221.33 | 143.36 | 0 | 77.97
2024-10-01 11:00 | 45566.4583 | 319.73 | 319.73 | 234.69 | 0 | 85.04
2024-10-01 12:00 | 45566.5 | 317.11 | 317.11 | 227.78 | 0 | 89.33
2024-10-01 13:00 | 45566.5417 | 264.9 | 264.9 | 181.37 | 0 | 83.53
2024-10-01 14:00 | 45566.5833 | 181.36 | 181.36 | 112.77 | 0 | 68.59
2024-10-01 15:00 | 45566.625 | 82.4 | 82.4 | 24.58 | 4.61 | 62.43
2024-10-01 16:00 | 45566.6667 | 10.9 | 10.9 | 0 | 46.59 | 57.49
2024-10-01 17:00 | 45566.7083 | 0 | 0 | 0 | 59.39 | 59.39
2024-10-01 18:00 | 45566.75 | 0 | 0 | 0 | 51.72 | 51.72
2024-10-01 19:00 | 45566.7917 | 0 | 0 | 0 | 49.15 | 49.15
2024-10-01 20:00 | 45566.8333 | 0 | 0 | 0 | 48.89 | 48.89
2024-10-01 21:00 | 45566.875 | 0 | 0 | 0 | 48.9 | 48.9
2024-10-01 22:00 | 45566.9167 | 0 | 0 | 0 | 48.9 | 48.9
2024-10-01 23:00 | 45566.9583 | 0 | 0 | 0 | 48.89 | 48.89
2024-11-01 | 45597 | 0 | 0 | 0 | 48.64 | 48.64
2024-11-01 01:00 | 45597.0417 | 0 | 0 | 0 | 48.9 | 48.9
2024-11-01 02:00 | 45597.0833 | 0 | 0 | 0 | 49.41 | 49.41
2024-11-01 03:00 | 45597.125 | 0 | 0 | 0 | 49.4 | 49.4
2024-11-01 04:00 | 45597.1667 | 0 | 0 | 0 | 49.92 | 49.92
2024-11-01 05:00 | 45597.2083 | 0 | 0 | 0 | 49.92 | 49.92
2024-11-01 06:00 | 45597.25 | 0 | 0 | 0 | 49.92 | 49.92
2024-11-01 07:00 | 45597.2917 | 3.17 | 3.17 | 0 | 55.56 | 58.73
2024-11-01 08:00 | 45597.3333 | 105.32 | 105.32 | 46.08 | 3.58 | 62.82
2024-11-01 09:00 | 45597.375 | 226.9 | 226.9 | 156.54 | 0 | 70.36
2024-11-01 10:00 | 45597.4167 | 294.66 | 294.66 | 221.18 | 0 | 73.48
2024-11-01 11:00 | 45597.4583 | 335.33 | 335.33 | 259.78 | 0 | 75.55
2024-11-01 12:00 | 45597.5 | 340.31 | 340.31 | 264.26 | 0 | 76.05
2024-11-01 13:00 | 45597.5417 | 294 | 294 | 221.76 | 0 | 72.24
2024-11-01 14:00 | 45597.5833 | 189.86 | 189.86 | 123.13 | 0 | 66.73
2024-11-01 15:00 | 45597.625 | 72.59 | 72.59 | 17.03 | 4.61 | 60.17
2024-11-01 16:00 | 45597.6667 | 11.63 | 11.63 | 0 | 38.65 | 50.28
2024-11-01 17:00 | 45597.7083 | 0 | 0 | 0 | 47.88 | 47.88
2024-11-01 18:00 | 45597.75 | 0 | 0 | 0 | 42.75 | 42.75
2024-11-01 19:00 | 45597.7917 | 0 | 0 | 0 | 39.93 | 39.93
2024-11-01 20:00 | 45597.8333 | 0 | 0 | 0 | 39.17 | 39.17
2024-11-01 21:00 | 45597.875 | 0 | 0 | 0 | 37.63 | 37.63
2024-11-01 22:00 | 45597.9167 | 0 | 0 | 0 | 37.89 | 37.89
2024-11-01 23:00 | 45597.9583 | 0 | 0 | 0 | 37.38 | 37.38
2024-12-01 | 45627 | 0 | 0 | 0 | 37.12 | 37.12
2024-12-01 01:00 | 45627.0417 | 0 | 0 | 0 | 37.12 | 37.12
2024-12-01 02:00 | 45627.0833 | 0 | 0 | 0 | 37.12 | 37.12
2024-12-01 03:00 | 45627.125 |  |  |  | 37.63 | 37.63
2024-12-01 04:00 | 45627.1667 |  |  |  | 37.63 | 37.63
2024-12-01 05:00 | 45627.2083 |  |  |  | 36.87 | 36.87
2024-12-01 06:00 | 45627.25 |  |  |  | 37.63 | 37.63
2024-12-01 07:00 | 45627.2917 |  |  |  | 43.01 | 43.01
2024-12-01 08:00 | 45627.3333 |  |  |  | 1.02 | 1.02
2024-12-01 09:00 | 45627.375 |  |  |  | 0 | 0
2024-12-01 10:00 | 45627.4167 |  |  |  | 0 | 0
2024-12-01 11:00 | 45627.4583 |  |  |  | 0 | 0
2024-12-01 12:00 | 45627.5 |  |  |  | 0 | 0
2024-12-01 13:00 | 45627.5417 |  |  |  | 0 | 0
2024-12-01 14:00 | 45627.5833 |  |  |  | 0 | 0
2024-12-01 15:00 | 45627.625 |  |  |  | 2.3 | 2.3
2024-12-01 16:00 | 45627.6667 |  |  |  | 25.09 | 25.09
2024-12-01 17:00 | 45627.7083 |  |  |  | 37.63 | 37.63
2024-12-01 18:00 | 45627.75 |  |  |  | 37.64 | 37.64
2024-12-01 19:00 | 45627.7917 |  |  |  | 36.6 | 36.6
2024-12-01 20:00 | 45627.8333 |  |  |  | 36.61 | 36.61
2024-12-01 21:00 | 45627.875 |  |  |  | 37.12 | 37.12
2024-12-01 22:00 | 45627.9167 |  |  |  | 36.87 | 36.87
2024-12-01 23:00 | 45627.9583 |  |  |  | 36.35 | 36.35
01/13/2024 00:00:00 | 01/13/2024 00:00:00 |  |  |  | 36.35 | 36.35
01/13/2024 01:00:00 | 01/13/2024 01:00:00 |  |  |  | 36.35 | 36.35
01/13/2024 02:00:00 | 01/13/2024 02:00:00 |  |  |  | 36.61 | 36.61
01/13/2024 03:00:00 | 01/13/2024 03:00:00 | 0 | 0 | 0 | 36.86 | 36.86
01/13/2024 04:00:00 | 01/13/2024 04:00:00 | 0 | 0 | 0 | 36.36 | 36.36
01/13/2024 05:00:00 | 01/13/2024 05:00:00 | 0 | 0 | 0 | 36.09 | 36.09
01/13/2024 06:00:00 | 01/13/2024 06:00:00 | 0 | 0 | 0 | 36.61 | 36.61
01/13/2024 07:00:00 | 01/13/2024 07:00:00 | 3.37 | 3.37 | 0 | 30.98 | 34.35
01/13/2024 08:00:00 | 01/13/2024 08:00:00 | 105.64 | 105.64 | 68.16 | 0 | 37.48
01/13/2024 09:00:00 | 01/13/2024 09:00:00 | 225.3 | 225.3 | 179.01 | 0 | 46.29
01/13/2024 10:00:00 | 01/13/2024 10:00:00 | 296.66 | 296.66 | 246.4 | 0 | 50.26
01/13/2024 11:00:00 | 01/13/2024 11:00:00 | 336.89 | 336.89 | 283.32 | 0 | 53.57
01/13/2024 12:00:00 | 01/13/2024 12:00:00 | 343.88 | 343.88 | 290.95 | 0 | 52.93
01/13/2024 13:00:00 | 01/13/2024 13:00:00 | 299.28 | 299.28 | 249.66 | 0 | 49.62
01/13/2024 14:00:00 | 01/13/2024 14:00:00 | 194.69 | 194.69 | 152.51 | 0 | 42.18
01/13/2024 15:00:00 | 01/13/2024 15:00:00 | 77.62 | 77.62 | 42.76 | 0 | 34.86
01/13/2024 16:00:00 | 01/13/2024 16:00:00 | 13.68 | 13.68 | 0.19 | 19.45 | 32.94
01/13/2024 17:00:00 | 01/13/2024 17:00:00 | 0.01 | 0.01 | 0 | 36.1 | 36.11
01/13/2024 18:00:00 | 01/13/2024 18:00:00 | 0 | 0 | 0 | 37.12 | 37.12
01/13/2024 19:00:00 | 01/13/2024 19:00:00 | 0 | 0 | 0 | 37.12 | 37.12
01/13/2024 20:00:00 | 01/13/2024 20:00:00 | 0 | 0 | 0 | 36.61 | 36.61
01/13/2024 21:00:00 | 01/13/2024 21:00:00 | 0 | 0 | 0 | 37.12 | 37.12
01/13/2024 22:00:00 | 01/13/2024 22:00:00 | 0 | 0 | 0 | 36.6 | 36.6
01/13/2024 23:00:00 | 01/13/2024 23:00:00 | 0 | 0 | 0 | 37.12 | 37.12
01/14/2024 00:00:00 | 01/14/2024 00:00:00 | 0 | 0 | 0 | 36.61 | 36.61
01/14/2024 01:00:00 | 01/14/2024 01:00:00 | 0 | 0 | 0 | 36.87 | 36.87
01/14/2024 02:00:00 | 01/14/2024 02:00:00 | 0 | 0 | 0 | 36.6 | 36.6
01/14/2024 03:00:00 | 01/14/2024 03:00:00 | 0 | 0 | 0 | 36.87 | 36.87
01/14/2024 04:00:00 | 01/14/2024 04:00:00 | 0 | 0 | 0 | 36.86 | 36.86
01/14/2024 05:00:00 | 01/14/2024 05:00:00 | 0 | 0 | 0 | 36.1 | 36.1
01/14/2024 06:00:00 | 01/14/2024 06:00:00 | 0 | 0 | 0 | 35.84 | 35.84
01/14/2024 07:00:00 | 01/14/2024 07:00:00 | 0.03 | 0.03 | 0 | 35.84 | 35.87
01/14/2024 08:00:00 | 01/14/2024 08:00:00 | 22.38 | 22.38 | 4.8 | 16.13 | 33.71
01/14/2024 09:00:00 | 01/14/2024 09:00:00 | 66.07 | 66.07 | 30.97 | 0 | 35.1
01/14/2024 10:00:00 | 01/14/2024 10:00:00 | 261.53 | 261.53 | 214.02 | 0 | 47.51
01/14/2024 11:00:00 | 01/14/2024 11:00:00 | 236.62 | 236.62 | 190.53 | 0 | 46.09
01/14/2024 12:00:00 | 01/14/2024 12:00:00 | 317.15 | 317.15 | 266.11 | 0 | 51.04
01/14/2024 13:00:00 | 01/14/2024 13:00:00 | 192.64 | 192.64 | 149.7 | 0 | 42.94
01/14/2024 14:00:00 | 01/14/2024 14:00:00 | 172.01 | 172.01 | 131.13 | 0 | 40.88
01/14/2024 15:00:00 | 01/14/2024 15:00:00 | 103.28 | 103.28 | 66.43 | 0 | 36.85
01/14/2024 16:00:00 | 01/14/2024 16:00:00 | 16.69 | 16.69 | 2.56 | 19.96 | 34.09
01/14/2024 17:00:00 | 01/14/2024 17:00:00 | 0 | 0 | 0 | 37.12 | 37.12
01/14/2024 18:00:00 | 01/14/2024 18:00:00 | 0 | 0 | 0 | 38.15 | 38.15
01/14/2024 19:00:00 | 01/14/2024 19:00:00 | 0 | 0 | 0 | 39.42 | 39.42
01/14/2024 20:00:00 | 01/14/2024 20:00:00 | 0 | 0 | 0 | 38.15 | 38.15
01/14/2024 21:00:00 | 01/14/2024 21:00:00 | 0 | 0 | 0 | 37.88 | 37.88
01/14/2024 22:00:00 | 01/14/2024 22:00:00 | 0 | 0 | 0 | 37.64 | 37.64
01/14/2024 23:00:00 | 01/14/2024 23:00:00 | 0 | 0 | 0 | 37.63 | 37.63
01/15/2024 00:00:00 | 01/15/2024 00:00:00 | 0 | 0 | 0 | 37.63 | 37.63
01/15/2024 01:00:00 | 01/15/2024 01:00:00 | 0 | 0 | 0 | 37.12 | 37.12
01/15/2024 02:00:00 | 01/15/2024 02:00:00 | 0 | 0 | 0 | 37.38 | 37.38
01/15/2024 03:00:00 | 01/15/2024 03:00:00 |  |  |  | 37.37 | 37.37
01/15/2024 04:00:00 | 01/15/2024 04:00:00 |  |  |  | 37.63 | 37.63
01/15/2024 05:00:00 | 01/15/2024 05:00:00 |  |  |  | 36.87 | 36.87
01/15/2024 06:00:00 | 01/15/2024 06:00:00 |  |  |  | 36.86 | 36.86
01/15/2024 07:00:00 | 01/15/2024 07:00:00 |  |  |  | 46.85 | 46.85
01/15/2024 08:00:00 | 01/15/2024 08:00:00 |  |  |  | 36.1 | 36.1
01/15/2024 09:00:00 | 01/15/2024 09:00:00 |  |  |  | 14.08 | 14.08
01/15/2024 10:00:00 | 01/15/2024 10:00:00 |  |  |  | 0 | 0
01/15/2024 11:00:00 | 01/15/2024 11:00:00 |  |  |  | 0 | 0
01/15/2024 12:00:00 | 01/15/2024 12:00:00 |  |  |  | 0 | 0
01/15/2024 13:00:00 | 01/15/2024 13:00:00 |  |  |  | 0 | 0
01/15/2024 14:00:00 | 01/15/2024 14:00:00 |  |  |  | 0 | 0
01/15/2024 15:00:00 | 01/15/2024 15:00:00 |  |  |  | 0.51 | 0.51
01/15/2024 16:00:00 | 01/15/2024 16:00:00 |  |  |  | 15.61 | 15.61
01/15/2024 17:00:00 | 01/15/2024 17:00:00 |  |  |  | 34.56 | 34.56
01/15/2024 18:00:00 | 01/15/2024 18:00:00 |  |  |  | 29.7 | 29.7
01/15/2024 19:00:00 | 01/15/2024 19:00:00 |  |  |  | 28.16 | 28.16
01/15/2024 20:00:00 | 01/15/2024 20:00:00 |  |  |  | 27.65 | 27.65
01/15/2024 21:00:00 | 01/15/2024 21:00:00 |  |  |  | 27.65 | 27.65
01/15/2024 22:00:00 | 01/15/2024 22:00:00 |  |  |  | 27.13 | 27.13
01/15/2024 23:00:00 | 01/15/2024 23:00:00 |  |  |  | 27.91 | 27.91
01/16/2024 00:00:00 | 01/16/2024 00:00:00 |  |  |  | 28.16 | 28.16
01/16/2024 01:00:00 | 01/16/2024 01:00:00 |  |  |  | 27.39 | 27.39
01/16/2024 02:00:00 | 01/16/2024 02:00:00 |  |  |  | 27.9 | 27.9
01/16/2024 03:00:00 | 01/16/2024 03:00:00 | 0 | 0 | 0 | 27.91 | 27.91
01/16/2024 04:00:00 | 01/16/2024 04:00:00 | 0 | 0 | 0 | 27.64 | 27.64
01/16/2024 05:00:00 | 01/16/2024 05:00:00 | 0 | 0 | 0 | 27.14 | 27.14
01/16/2024 06:00:00 | 01/16/2024 06:00:00 | 0 | 0 | 0 | 27.9 | 27.9
01/16/2024 07:00:00 | 01/16/2024 07:00:00 | 4.27 | 4.27 | 0 | 35.59 | 39.86
01/16/2024 08:00:00 | 01/16/2024 08:00:00 | 111.17 | 111.17 | 63.68 | 0.25 | 47.74
01/16/2024 09:00:00 | 01/16/2024 09:00:00 | 235.23 | 235.23 | 176.13 | 0 | 59.1
01/16/2024 10:00:00 | 01/16/2024 10:00:00 | 306.29 | 306.29 | 232.32 | 0 | 73.97
01/16/2024 11:00:00 | 01/16/2024 11:00:00 | 348.75 | 348.75 | 263.93 | 0 | 84.82
01/16/2024 12:00:00 | 01/16/2024 12:00:00 | 358.34 | 358.34 | 267.78 | 0 | 90.56
01/16/2024 13:00:00 | 01/16/2024 13:00:00 | 275.15 | 275.15 | 196.22 | 0 | 78.93
01/16/2024 14:00:00 | 01/16/2024 14:00:00 | 192.91 | 192.91 | 118.15 | 0 | 74.76
01/16/2024 15:00:00 | 01/16/2024 15:00:00 | 108.28 | 108.28 | 47.8 | 1.54 | 62.02
01/16/2024 16:00:00 | 01/16/2024 16:00:00 | 14.57 | 14.57 | 0 | 25.09 | 39.66
01/16/2024 17:00:00 | 01/16/2024 17:00:00 | 0 | 0 | 0 | 39.17 | 39.17
01/16/2024 18:00:00 | 01/16/2024 18:00:00 | 0 | 0 | 0 | 32.76 | 32.76
01/16/2024 19:00:00 | 01/16/2024 19:00:00 | 0 | 0 | 0 | 30.98 | 30.98
01/16/2024 20:00:00 | 01/16/2024 20:00:00 | 0 | 0 | 0 | 29.95 | 29.95
01/16/2024 21:00:00 | 01/16/2024 21:00:00 | 0 | 0 | 0 | 30.21 | 30.21
01/16/2024 22:00:00 | 01/16/2024 22:00:00 | 0 | 0 | 0 | 29.95 | 29.95
01/16/2024 23:00:00 | 01/16/2024 23:00:00 | 0 | 0 | 0 | 30.21 | 30.21
01/17/2024 00:00:00 | 01/17/2024 00:00:00 | 0 | 0 | 0 | 29.95 | 29.95
01/17/2024 01:00:00 | 01/17/2024 01:00:00 | 0 | 0 | 0 | 29.44 | 29.44
01/17/2024 02:00:00 | 01/17/2024 02:00:00 | 0 | 0 | 0 | 29.7 | 29.7
01/17/2024 03:00:00 | 01/17/2024 03:00:00 | 0 | 0 | 0 | 29.95 | 29.95
01/17/2024 04:00:00 | 01/17/2024 04:00:00 | 0 | 0 | 0 | 29.44 | 29.44
01/17/2024 05:00:00 | 01/17/2024 05:00:00 | 0 | 0 | 0 | 29.44 | 29.44
01/17/2024 06:00:00 | 01/17/2024 06:00:00 | 0 | 0 | 0 | 29.7 | 29.7
01/17/2024 07:00:00 | 01/17/2024 07:00:00 | 0.03 | 0.03 | 0 | 40.19 | 40.22
01/17/2024 08:00:00 | 01/17/2024 08:00:00 | 8.57 | 8.57 | 0 | 35.84 | 44.41
01/17/2024 09:00:00 | 01/17/2024 09:00:00 | 29.74 | 29.74 | 0 | 19.2 | 48.94
01/17/2024 10:00:00 | 01/17/2024 10:00:00 | 43.87 | 43.87 | 1.73 | 10.24 | 52.38
01/17/2024 11:00:00 | 01/17/2024 11:00:00 | 53.01 | 53.01 | 2.56 | 13.31 | 63.76
01/17/2024 12:00:00 | 01/17/2024 12:00:00 | 37.73 | 37.73 | 0 | 25.6 | 63.33
01/17/2024 13:00:00 | 01/17/2024 13:00:00 | 29.77 | 29.77 | 0 | 29.7 | 59.47
01/17/2024 14:00:00 | 01/17/2024 14:00:00 | 32.3 | 32.3 | 0 | 32.51 | 64.81
01/17/2024 15:00:00 | 01/17/2024 15:00:00 | 14.89 | 14.89 | 0 | 48.89 | 63.78
01/17/2024 16:00:00 | 01/17/2024 16:00:00 | 1.37 | 1.37 | 0 | 56.32 | 57.69
01/17/2024 17:00:00 | 01/17/2024 17:00:00 | 0 | 0 | 0 | 53.25 | 53.25
01/17/2024 18:00:00 | 01/17/2024 18:00:00 | 0 | 0 | 0 | 43.27 | 43.27
01/17/2024 19:00:00 | 01/17/2024 19:00:00 | 0 | 0 | 0 | 39.93 | 39.93
01/17/2024 20:00:00 | 01/17/2024 20:00:00 | 0 | 0 | 0 | 38.15 | 38.15
01/17/2024 21:00:00 | 01/17/2024 21:00:00 | 0 | 0 | 0 | 38.14 | 38.14
01/17/2024 22:00:00 | 01/17/2024 22:00:00 | 0 | 0 | 0 | 37.12 | 37.12
01/17/2024 23:00:00 | 01/17/2024 23:00:00 | 0 | 0 | 0 | 37.38 | 37.38
01/18/2024 00:00:00 | 01/18/2024 00:00:00 | 0 | 0 | 0 | 37.12 | 37.12
01/18/2024 01:00:00 | 01/18/2024 01:00:00 | 0 | 0 | 0 | 37.37 | 37.37
01/18/2024 02:00:00 | 01/18/2024 02:00:00 | 0 | 0 | 0 | 37.12 | 37.12
01/18/2024 03:00:00 | 01/18/2024 03:00:00 | 0 | 0 | 0 | 37.38 | 37.38
01/18/2024 04:00:00 | 01/18/2024 04:00:00 | 0 | 0 | 0 | 37.12 | 37.12
01/18/2024 05:00:00 | 01/18/2024 05:00:00 | 0 | 0 | 0 | 37.12 | 37.12
01/18/2024 06:00:00 | 01/18/2024 06:00:00 | 0 | 0 | 0 | 36.61 | 36.61
01/18/2024 07:00:00 | 01/18/2024 07:00:00 | 0 | 0 | 0 | 48.38 | 48.38
01/18/2024 08:00:00 | 01/18/2024 08:00:00 | 0 | 0 | 0 | 48.38 | 48.38
01/18/2024 09:00:00 | 01/18/2024 09:00:00 | 0 | 0 | 0 | 49.67 | 49.67
01/18/2024 10:00:00 | 01/18/2024 10:00:00 | 0 | 0 | 0 | 50.17 | 50.17
01/18/2024 11:00:00 | 01/18/2024 11:00:00 | 0 | 0 | 0 | 49.67 | 49.67
01/18/2024 12:00:00 | 01/18/2024 12:00:00 | 0 | 0 | 0 | 71.42 | 71.42
01/18/2024 13:00:00 | 01/18/2024 13:00:00 | 0 | 0 | 0 | 65.54 | 65.54
01/18/2024 14:00:00 | 01/18/2024 14:00:00 | 0 | 0 | 0 | 67.07 | 67.07
01/18/2024 15:00:00 | 01/18/2024 15:00:00 | 21.55 | 21.55 | 0 | 40.7 | 62.25
01/18/2024 16:00:00 | 01/18/2024 16:00:00 | 6.38 | 6.38 | 0 | 38.66 | 45.04
01/18/2024 17:00:00 | 01/18/2024 17:00:00 | 0 | 0 | 0 | 42.24 | 42.24
01/18/2024 18:00:00 | 01/18/2024 18:00:00 | 0 | 0 | 0 | 38.66 | 38.66
01/18/2024 19:00:00 | 01/18/2024 19:00:00 | 0 | 0 | 0 | 36.86 | 36.86
01/18/2024 20:00:00 | 01/18/2024 20:00:00 | 0 | 0 | 0 | 36.61 | 36.61
01/18/2024 21:00:00 | 01/18/2024 21:00:00 | 0 | 0 | 0 | 35.33 | 35.33
01/18/2024 22:00:00 | 01/18/2024 22:00:00 | 0 | 0 | 0 | 35.58 | 35.58
01/18/2024 23:00:00 | 01/18/2024 23:00:00 | 0 | 0 | 0 | 34.82 | 34.82
01/19/2024 00:00:00 | 01/19/2024 00:00:00 | 0 | 0 | 0 | 34.3 | 34.3
01/19/2024 01:00:00 | 01/19/2024 01:00:00 | 0 | 0 | 0 | 34.56 | 34.56
01/19/2024 02:00:00 | 01/19/2024 02:00:00 | 0 | 0 | 0 | 34.56 | 34.56
01/19/2024 03:00:00 | 01/19/2024 03:00:00 | 0 | 0 | 0 | 35.07 | 35.07
01/19/2024 04:00:00 | 01/19/2024 04:00:00 | 0 | 0 | 0 | 34.31 | 34.31
01/19/2024 05:00:00 | 01/19/2024 05:00:00 | 0 | 0 | 0 | 33.79 | 33.79
01/19/2024 06:00:00 | 01/19/2024 06:00:00 | 0 | 0 | 0 | 34.3 | 34.3
01/19/2024 07:00:00 | 01/19/2024 07:00:00 | 0 | 0 | 0 | 52.99 | 52.99
01/19/2024 08:00:00 | 01/19/2024 08:00:00 | 2.54 | 2.54 | 0 | 58.37 | 60.91
01/19/2024 09:00:00 | 01/19/2024 09:00:00 | 12.56 | 12.56 | 0 | 49.92 | 62.48
01/19/2024 10:00:00 | 01/19/2024 10:00:00 | 28.6 | 28.6 | 0 | 34.82 | 63.42
01/19/2024 11:00:00 | 01/19/2024 11:00:00 | 63.76 | 63.76 | 3.46 | 8.7 | 69
01/19/2024 12:00:00 | 01/19/2024 12:00:00 | 71.65 | 71.65 | 1.85 | 4.35 | 74.15
01/19/2024 13:00:00 | 01/19/2024 13:00:00 | 62.05 | 62.05 | 0.84 | 14.34 | 75.55
01/19/2024 14:00:00 | 01/19/2024 14:00:00 | 80.85 | 80.85 | 8.44 | 3.84 | 76.25
01/19/2024 15:00:00 | 01/19/2024 15:00:00 | 40.7 | 40.7 | 0 | 26.62 | 67.32
01/19/2024 16:00:00 | 01/19/2024 16:00:00 | 11.47 | 11.47 | 0 | 42.76 | 54.23
01/19/2024 17:00:00 | 01/19/2024 17:00:00 | 0 | 0 | 0 | 56.06 | 56.06
01/19/2024 18:00:00 | 01/19/2024 18:00:00 | 0 | 0 | 0 | 56.32 | 56.32
01/19/2024 19:00:00 | 01/19/2024 19:00:00 | 0 | 0 | 0 | 53.76 | 53.76
01/19/2024 20:00:00 | 01/19/2024 20:00:00 | 0 | 0 | 0 | 53.76 | 53.76
01/19/2024 21:00:00 | 01/19/2024 21:00:00 | 0 | 0 | 0 | 53.76 | 53.76
01/19/2024 22:00:00 | 01/19/2024 22:00:00 | 0 | 0 | 0 | 53.25 | 53.25
01/19/2024 23:00:00 | 01/19/2024 23:00:00 | 0 | 0 | 0 | 52.99 | 52.99
01/20/2024 00:00:00 | 01/20/2024 00:00:00 | 0 | 0 | 0 | 53.76 | 53.76
01/20/2024 01:00:00 | 01/20/2024 01:00:00 | 0 | 0 | 0 | 53.76 | 53.76
01/20/2024 02:00:00 | 01/20/2024 02:00:00 | 0 | 0 | 0 | 54.02 | 54.02
01/20/2024 03:00:00 | 01/20/2024 03:00:00 |  |  |  | 54.52 | 54.52
01/20/2024 04:00:00 | 01/20/2024 04:00:00 |  |  |  | 54.53 | 54.53
01/20/2024 05:00:00 | 01/20/2024 05:00:00 |  |  |  | 54.79 | 54.79
01/20/2024 06:00:00 | 01/20/2024 06:00:00 |  |  |  | 54.01 | 54.01
01/20/2024 07:00:00 | 01/20/2024 07:00:00 |  |  |  | 44.55 | 44.55
01/20/2024 08:00:00 | 01/20/2024 08:00:00 |  |  |  | 0 | 0
01/20/2024 09:00:00 | 01/20/2024 09:00:00 |  |  |  | 0 | 0
01/20/2024 10:00:00 | 01/20/2024 10:00:00 |  |  |  | 0 | 0
01/20/2024 11:00:00 | 01/20/2024 11:00:00 |  |  |  | 0 | 0
01/20/2024 12:00:00 | 01/20/2024 12:00:00 |  |  |  | 0 | 0
01/20/2024 13:00:00 | 01/20/2024 13:00:00 |  |  |  | 0 | 0
01/20/2024 14:00:00 | 01/20/2024 14:00:00 |  |  |  | 0 | 0
01/20/2024 15:00:00 | 01/20/2024 15:00:00 |  |  |  | 0.25 | 0.25
01/20/2024 16:00:00 | 01/20/2024 16:00:00 |  |  |  | 28.67 | 28.67
01/20/2024 17:00:00 | 01/20/2024 17:00:00 |  |  |  | 51.46 | 51.46
01/20/2024 18:00:00 | 01/20/2024 18:00:00 |  |  |  | 53.76 | 53.76
01/20/2024 19:00:00 | 01/20/2024 19:00:00 |  |  |  | 53.76 | 53.76
01/20/2024 20:00:00 | 01/20/2024 20:00:00 |  |  |  | 52.99 | 52.99
01/20/2024 21:00:00 | 01/20/2024 21:00:00 |  |  |  | 53.76 | 53.76
01/20/2024 22:00:00 | 01/20/2024 22:00:00 |  |  |  | 54.53 | 54.53
01/20/2024 23:00:00 | 01/20/2024 23:00:00 |  |  |  | 53.76 | 53.76
01/21/2024 00:00:00 | 01/21/2024 00:00:00 |  |  |  | 53.25 | 53.25
01/21/2024 01:00:00 | 01/21/2024 01:00:00 |  |  |  | 54.01 | 54.01
01/21/2024 02:00:00 | 01/21/2024 02:00:00 |  |  |  | 54.28 | 54.28
01/21/2024 03:00:00 | 01/21/2024 03:00:00 |  |  |  | 54.27 | 54.27
01/21/2024 04:00:00 | 01/21/2024 04:00:00 |  |  |  | 54.53 | 54.53
01/21/2024 05:00:00 | 01/21/2024 05:00:00 |  |  |  | 53.5 | 53.5
01/21/2024 06:00:00 | 01/21/2024 06:00:00 |  |  |  | 54.27 | 54.27
01/21/2024 07:00:00 | 01/21/2024 07:00:00 |  |  |  | 44.03 | 44.03
01/21/2024 08:00:00 | 01/21/2024 08:00:00 |  |  |  | 0 | 0
01/21/2024 09:00:00 | 01/21/2024 09:00:00 |  |  |  | 0 | 0
01/21/2024 10:00:00 | 01/21/2024 10:00:00 |  |  |  | 0 | 0
01/21/2024 11:00:00 | 01/21/2024 11:00:00 |  |  |  | 0 | 0
01/21/2024 12:00:00 | 01/21/2024 12:00:00 |  |  |  | 0 | 0
01/21/2024 13:00:00 | 01/21/2024 13:00:00 |  |  |  | 0 | 0
01/21/2024 14:00:00 | 01/21/2024 14:00:00 |  |  |  | 0 | 0
01/21/2024 15:00:00 | 01/21/2024 15:00:00 |  |  |  | 0 | 0
01/21/2024 16:00:00 | 01/21/2024 16:00:00 |  |  |  | 21.51 | 21.51
01/21/2024 17:00:00 | 01/21/2024 17:00:00 |  |  |  | 51.2 | 51.2
01/21/2024 18:00:00 | 01/21/2024 18:00:00 |  |  |  | 52.48 | 52.48
01/21/2024 19:00:00 | 01/21/2024 19:00:00 |  |  |  | 52.73 | 52.73
01/21/2024 20:00:00 | 01/21/2024 20:00:00 |  |  |  | 53.25 | 53.25
01/21/2024 21:00:00 | 01/21/2024 21:00:00 |  |  |  | 53.25 | 53.25
01/21/2024 22:00:00 | 01/21/2024 22:00:00 |  |  |  | 52.74 | 52.74
01/21/2024 23:00:00 | 01/21/2024 23:00:00 |  |  |  | 52.73 | 52.73
01/22/2024 00:00:00 | 01/22/2024 00:00:00 |  |  |  | 52.99 | 52.99
01/22/2024 01:00:00 | 01/22/2024 01:00:00 |  |  |  | 52.74 | 52.74
01/22/2024 02:00:00 | 01/22/2024 02:00:00 |  |  |  | 53.5 | 53.5
01/22/2024 03:00:00 | 01/22/2024 03:00:00 |  |  |  | 54.79 | 54.79
01/22/2024 04:00:00 | 01/22/2024 04:00:00 |  |  |  | 54.53 | 54.53
01/22/2024 05:00:00 | 01/22/2024 05:00:00 |  |  |  | 54.78 | 54.78
01/22/2024 06:00:00 | 01/22/2024 06:00:00 |  |  |  | 55.04 | 55.04
01/22/2024 07:00:00 | 01/22/2024 07:00:00 |  |  |  | 53.76 | 53.76
01/22/2024 08:00:00 | 01/22/2024 08:00:00 |  |  |  | 0.51 | 0.51
01/22/2024 09:00:00 | 01/22/2024 09:00:00 |  |  |  | 0 | 0
01/22/2024 10:00:00 | 01/22/2024 10:00:00 |  |  |  | 12.55 | 12.55
01/22/2024 11:00:00 | 01/22/2024 11:00:00 |  |  |  | 0 | 0
01/22/2024 12:00:00 | 01/22/2024 12:00:00 |  |  |  | 0 | 0
01/22/2024 13:00:00 | 01/22/2024 13:00:00 |  |  |  | 0 | 0
01/22/2024 14:00:00 | 01/22/2024 14:00:00 |  |  |  | 0 | 0
01/22/2024 15:00:00 | 01/22/2024 15:00:00 |  |  |  | 0 | 0
01/22/2024 16:00:00 | 01/22/2024 16:00:00 |  |  |  | 20.22 | 20.22
01/22/2024 17:00:00 | 01/22/2024 17:00:00 |  |  |  | 43.78 | 43.78
01/22/2024 18:00:00 | 01/22/2024 18:00:00 |  |  |  | 40.44 | 40.44
01/22/2024 19:00:00 | 01/22/2024 19:00:00 |  |  |  | 38.15 | 38.15
01/22/2024 20:00:00 | 01/22/2024 20:00:00 |  |  |  | 36.35 | 36.35
01/22/2024 21:00:00 | 01/22/2024 21:00:00 |  |  |  | 36.86 | 36.86
01/22/2024 22:00:00 | 01/22/2024 22:00:00 |  |  |  | 36.61 | 36.61
01/22/2024 23:00:00 | 01/22/2024 23:00:00 |  |  |  | 36.61 | 36.61
01/23/2024 00:00:00 | 01/23/2024 00:00:00 |  |  |  | 36.61 | 36.61
01/23/2024 01:00:00 | 01/23/2024 01:00:00 |  |  |  | 36.09 | 36.09
01/23/2024 02:00:00 | 01/23/2024 02:00:00 |  |  |  | 35.84 | 35.84
01/23/2024 03:00:00 | 01/23/2024 03:00:00 |  |  |  | 36.36 | 36.36
01/23/2024 04:00:00 | 01/23/2024 04:00:00 |  |  |  | 36.09 | 36.09
01/23/2024 05:00:00 | 01/23/2024 05:00:00 |  |  |  | 36.1 | 36.1
01/23/2024 06:00:00 | 01/23/2024 06:00:00 |  |  |  | 37.37 | 37.37
01/23/2024 07:00:00 | 01/23/2024 07:00:00 |  |  |  | 44.55 | 44.55
01/23/2024 08:00:00 | 01/23/2024 08:00:00 |  |  |  | 6.65 | 6.65
01/23/2024 09:00:00 | 01/23/2024 09:00:00 |  |  |  | 0 | 0
01/23/2024 10:00:00 | 01/23/2024 10:00:00 |  |  |  | 0 | 0
01/23/2024 11:00:00 | 01/23/2024 11:00:00 |  |  |  | 0 | 0
01/23/2024 12:00:00 | 01/23/2024 12:00:00 |  |  |  | 0 | 0
01/23/2024 13:00:00 | 01/23/2024 13:00:00 |  |  |  | 0 | 0
01/23/2024 14:00:00 | 01/23/2024 14:00:00 |  |  |  | 0 | 0
01/23/2024 15:00:00 | 01/23/2024 15:00:00 |  |  |  | 4.36 | 4.36
01/23/2024 16:00:00 | 01/23/2024 16:00:00 |  |  |  | 35.07 | 35.07
01/23/2024 17:00:00 | 01/23/2024 17:00:00 |  |  |  | 38.91 | 38.91
01/23/2024 18:00:00 | 01/23/2024 18:00:00 |  |  |  | 35.33 | 35.33
01/23/2024 19:00:00 | 01/23/2024 19:00:00 |  |  |  | 34.56 | 34.56
01/23/2024 20:00:00 | 01/23/2024 20:00:00 |  |  |  | 32.77 | 32.77
01/23/2024 21:00:00 | 01/23/2024 21:00:00 |  |  |  | 33.79 | 33.79
01/23/2024 22:00:00 | 01/23/2024 22:00:00 |  |  |  | 33.79 | 33.79
01/23/2024 23:00:00 | 01/23/2024 23:00:00 |  |  |  | 34.05 | 34.05
01/24/2024 00:00:00 | 01/24/2024 00:00:00 |  |  |  | 33.79 | 33.79
01/24/2024 01:00:00 | 01/24/2024 01:00:00 |  |  |  | 34.05 | 34.05
01/24/2024 02:00:00 | 01/24/2024 02:00:00 |  |  |  | 34.05 | 34.05
01/24/2024 03:00:00 | 01/24/2024 03:00:00 |  |  |  | 34.04 | 34.04
01/24/2024 04:00:00 | 01/24/2024 04:00:00 |  |  |  | 34.82 | 34.82
01/24/2024 05:00:00 | 01/24/2024 05:00:00 |  |  |  | 34.05 | 34.05
01/24/2024 06:00:00 | 01/24/2024 06:00:00 |  |  |  | 34.56 | 34.56
01/24/2024 07:00:00 | 01/24/2024 07:00:00 |  |  |  | 60.93 | 60.93
01/24/2024 08:00:00 | 01/24/2024 08:00:00 |  |  |  | 41.72 | 41.72
01/24/2024 09:00:00 | 01/24/2024 09:00:00 |  |  |  | 7.68 | 7.68
01/24/2024 10:00:00 | 01/24/2024 10:00:00 |  |  |  | 0.26 | 0.26
01/24/2024 11:00:00 | 01/24/2024 11:00:00 |  |  |  | 0.26 | 0.26
01/24/2024 12:00:00 | 01/24/2024 12:00:00 |  |  |  | 0 | 0
01/24/2024 13:00:00 | 01/24/2024 13:00:00 |  |  |  | 0 | 0
01/24/2024 14:00:00 | 01/24/2024 14:00:00 |  |  |  | 0 | 0
01/24/2024 15:00:00 | 01/24/2024 15:00:00 |  |  |  | 0 | 0
01/24/2024 16:00:00 | 01/24/2024 16:00:00 |  |  |  | 9.21 | 9.21
01/24/2024 17:00:00 | 01/24/2024 17:00:00 |  |  |  | 33.54 | 33.54
01/24/2024 18:00:00 | 01/24/2024 18:00:00 |  |  |  | 30.97 | 30.97
01/24/2024 19:00:00 | 01/24/2024 19:00:00 |  |  |  | 28.68 | 28.68
01/24/2024 20:00:00 | 01/24/2024 20:00:00 |  |  |  | 28.16 | 28.16
01/24/2024 21:00:00 | 01/24/2024 21:00:00 |  |  |  | 27.64 | 27.64
01/24/2024 22:00:00 | 01/24/2024 22:00:00 |  |  |  | 27.91 | 27.91
01/24/2024 23:00:00 | 01/24/2024 23:00:00 |  |  |  | 26.88 | 26.88
01/25/2024 00:00:00 | 01/25/2024 00:00:00 |  |  |  | 27.65 | 27.65
01/25/2024 01:00:00 | 01/25/2024 01:00:00 |  |  |  | 27.39 | 27.39
01/25/2024 02:00:00 | 01/25/2024 02:00:00 |  |  |  | 26.88 | 26.88
01/25/2024 03:00:00 | 01/25/2024 03:00:00 |  |  |  | 27.9 | 27.9
01/25/2024 04:00:00 | 01/25/2024 04:00:00 |  |  |  | 26.88 | 26.88
01/25/2024 05:00:00 | 01/25/2024 05:00:00 |  |  |  | 26.37 | 26.37
01/25/2024 06:00:00 | 01/25/2024 06:00:00 |  |  |  | 27.39 | 27.39
01/25/2024 07:00:00 | 01/25/2024 07:00:00 |  |  |  | 43.78 | 43.78
01/25/2024 08:00:00 | 01/25/2024 08:00:00 |  |  |  | 15.87 | 15.87
01/25/2024 09:00:00 | 01/25/2024 09:00:00 |  |  |  | 0 | 0
01/25/2024 10:00:00 | 01/25/2024 10:00:00 |  |  |  | 0 | 0
01/25/2024 11:00:00 | 01/25/2024 11:00:00 |  |  |  | 0 | 0
01/25/2024 12:00:00 | 01/25/2024 12:00:00 |  |  |  | 0 | 0
01/25/2024 13:00:00 | 01/25/2024 13:00:00 |  |  |  | 0 | 0
01/25/2024 14:00:00 | 01/25/2024 14:00:00 |  |  |  | 0 | 0
01/25/2024 15:00:00 | 01/25/2024 15:00:00 |  |  |  | 0 | 0
01/25/2024 16:00:00 | 01/25/2024 16:00:00 |  |  |  | 27.65 | 27.65
01/25/2024 17:00:00 | 01/25/2024 17:00:00 |  |  |  | 41.73 | 41.73
01/25/2024 18:00:00 | 01/25/2024 18:00:00 |  |  |  | 41.72 | 41.72
01/25/2024 19:00:00 | 01/25/2024 19:00:00 |  |  |  | 42.24 | 42.24
01/25/2024 20:00:00 | 01/25/2024 20:00:00 |  |  |  | 40.71 | 40.71
01/25/2024 21:00:00 | 01/25/2024 21:00:00 |  |  |  | 39.93 | 39.93
01/25/2024 22:00:00 | 01/25/2024 22:00:00 |  |  |  | 39.17 | 39.17
01/25/2024 23:00:00 | 01/25/2024 23:00:00 |  |  |  | 38.66 | 38.66
01/26/2024 00:00:00 | 01/26/2024 00:00:00 |  |  |  | 38.91 | 38.91
01/26/2024 01:00:00 | 01/26/2024 01:00:00 |  |  |  | 38.4 | 38.4
01/26/2024 02:00:00 | 01/26/2024 02:00:00 |  |  |  | 38.4 | 38.4
01/26/2024 03:00:00 | 01/26/2024 03:00:00 |  |  |  | 38.91 | 38.91
01/26/2024 04:00:00 | 01/26/2024 04:00:00 |  |  |  | 38.4 | 38.4
01/26/2024 05:00:00 | 01/26/2024 05:00:00 |  |  |  | 38.15 | 38.15
01/26/2024 06:00:00 | 01/26/2024 06:00:00 |  |  |  | 38.91 | 38.91
01/26/2024 07:00:00 | 01/26/2024 07:00:00 |  |  |  | 46.85 | 46.85
01/26/2024 08:00:00 | 01/26/2024 08:00:00 |  |  |  | 1.79 | 1.79
01/26/2024 09:00:00 | 01/26/2024 09:00:00 |  |  |  | 0 | 0
01/26/2024 10:00:00 | 01/26/2024 10:00:00 |  |  |  | 0 | 0
01/26/2024 11:00:00 | 01/26/2024 11:00:00 |  |  |  | 0 | 0
01/26/2024 12:00:00 | 01/26/2024 12:00:00 |  |  |  | 0 | 0
01/26/2024 13:00:00 | 01/26/2024 13:00:00 |  |  |  | 0 | 0
01/26/2024 14:00:00 | 01/26/2024 14:00:00 |  |  |  | 0 | 0
01/26/2024 15:00:00 | 01/26/2024 15:00:00 |  |  |  | 0.51 | 0.51
01/26/2024 16:00:00 | 01/26/2024 16:00:00 |  |  |  | 20.99 | 20.99
01/26/2024 17:00:00 | 01/26/2024 17:00:00 |  |  |  | 37.63 | 37.63
01/26/2024 18:00:00 | 01/26/2024 18:00:00 |  |  |  | 38.66 | 38.66
01/26/2024 19:00:00 | 01/26/2024 19:00:00 |  |  |  | 36.86 | 36.86
01/26/2024 20:00:00 | 01/26/2024 20:00:00 |  |  |  | 35.84 | 35.84
01/26/2024 21:00:00 | 01/26/2024 21:00:00 |  |  |  | 35.33 | 35.33
01/26/2024 22:00:00 | 01/26/2024 22:00:00 |  |  |  | 35.84 | 35.84
01/26/2024 23:00:00 | 01/26/2024 23:00:00 |  |  |  | 35.84 | 35.84
01/27/2024 00:00:00 | 01/27/2024 00:00:00 |  |  |  | 35.33 | 35.33
01/27/2024 01:00:00 | 01/27/2024 01:00:00 |  |  |  | 36.1 | 36.1
01/27/2024 02:00:00 | 01/27/2024 02:00:00 |  |  |  | 36.35 | 36.35
01/27/2024 03:00:00 | 01/27/2024 03:00:00 |  |  |  | 36.09 | 36.09
01/27/2024 04:00:00 | 01/27/2024 04:00:00 |  |  |  | 35.59 | 35.59
01/27/2024 05:00:00 | 01/27/2024 05:00:00 |  |  |  | 36.09 | 36.09
01/27/2024 06:00:00 | 01/27/2024 06:00:00 |  |  |  | 36.1 | 36.1
01/27/2024 07:00:00 | 01/27/2024 07:00:00 |  |  |  | 26.88 | 26.88
01/27/2024 08:00:00 | 01/27/2024 08:00:00 |  |  |  | 0 | 0
01/27/2024 09:00:00 | 01/27/2024 09:00:00 |  |  |  | 0 | 0
01/27/2024 10:00:00 | 01/27/2024 10:00:00 |  |  |  | 0 | 0
01/27/2024 11:00:00 | 01/27/2024 11:00:00 |  |  |  | 0 | 0
01/27/2024 12:00:00 | 01/27/2024 12:00:00 |  |  |  | 0 | 0
01/27/2024 13:00:00 | 01/27/2024 13:00:00 |  |  |  | 0 | 0
01/27/2024 14:00:00 | 01/27/2024 14:00:00 |  |  |  | 0 | 0
01/27/2024 15:00:00 | 01/27/2024 15:00:00 |  |  |  | 0 | 0
01/27/2024 16:00:00 | 01/27/2024 16:00:00 |  |  |  | 8.96 | 8.96
01/27/2024 17:00:00 | 01/27/2024 17:00:00 |  |  |  | 33.28 | 33.28
01/27/2024 18:00:00 | 01/27/2024 18:00:00 |  |  |  | 35.33 | 35.33
01/27/2024 19:00:00 | 01/27/2024 19:00:00 |  |  |  | 34.56 | 34.56
01/27/2024 20:00:00 | 01/27/2024 20:00:00 |  |  |  | 34.56 | 34.56
01/27/2024 21:00:00 | 01/27/2024 21:00:00 |  |  |  | 34.05 | 34.05
01/27/2024 22:00:00 | 01/27/2024 22:00:00 |  |  |  | 35.32 | 35.32
01/27/2024 23:00:00 | 01/27/2024 23:00:00 |  |  |  | 34.31 | 34.31
01/28/2024 00:00:00 | 01/28/2024 00:00:00 |  |  |  | 34.56 | 34.56
01/28/2024 01:00:00 | 01/28/2024 01:00:00 |  |  |  | 34.81 | 34.81
01/28/2024 02:00:00 | 01/28/2024 02:00:00 |  |  |  | 35.08 | 35.08
01/28/2024 03:00:00 | 01/28/2024 03:00:00 |  |  |  | 35.07 | 35.07
01/28/2024 04:00:00 | 01/28/2024 04:00:00 |  |  |  | 34.81 | 34.81
01/28/2024 05:00:00 | 01/28/2024 05:00:00 |  |  |  | 35.08 | 35.08
01/28/2024 06:00:00 | 01/28/2024 06:00:00 |  |  |  | 35.32 | 35.32
01/28/2024 07:00:00 | 01/28/2024 07:00:00 |  |  |  | 22.79 | 22.79
01/28/2024 08:00:00 | 01/28/2024 08:00:00 |  |  |  | 0 | 0
01/28/2024 09:00:00 | 01/28/2024 09:00:00 |  |  |  | 0 | 0
01/28/2024 10:00:00 | 01/28/2024 10:00:00 |  |  |  | 0 | 0
01/28/2024 11:00:00 | 01/28/2024 11:00:00 |  |  |  | 0 | 0
01/28/2024 12:00:00 | 01/28/2024 12:00:00 |  |  |  | 0 | 0
01/28/2024 13:00:00 | 01/28/2024 13:00:00 |  |  |  | 0 | 0
01/28/2024 14:00:00 | 01/28/2024 14:00:00 |  |  |  | 0 | 0
01/28/2024 15:00:00 | 01/28/2024 15:00:00 |  |  |  | 0 | 0
01/28/2024 16:00:00 | 01/28/2024 16:00:00 |  |  |  | 7.93 | 7.93
01/28/2024 17:00:00 | 01/28/2024 17:00:00 |  |  |  | 33.28 | 33.28
01/28/2024 18:00:00 | 01/28/2024 18:00:00 |  |  |  | 35.33 | 35.33
01/28/2024 19:00:00 | 01/28/2024 19:00:00 |  |  |  | 35.59 | 35.59
01/28/2024 20:00:00 | 01/28/2024 20:00:00 |  |  |  | 35.58 | 35.58
01/28/2024 21:00:00 | 01/28/2024 21:00:00 |  |  |  | 34.82 | 34.82
01/28/2024 22:00:00 | 01/28/2024 22:00:00 |  |  |  | 34.81 | 34.81
01/28/2024 23:00:00 | 01/28/2024 23:00:00 |  |  |  | 35.59 | 35.59
01/29/2024 00:00:00 | 01/29/2024 00:00:00 |  |  |  | 35.58 | 35.58
01/29/2024 01:00:00 | 01/29/2024 01:00:00 |  |  |  | 35.58 | 35.58
01/29/2024 02:00:00 | 01/29/2024 02:00:00 |  |  |  | 36.36 | 36.36
01/29/2024 03:00:00 | 01/29/2024 03:00:00 | 0 | 0 | 0 | 35.07 | 35.07
01/29/2024 04:00:00 | 01/29/2024 04:00:00 | 0 | 0 | 0 | 35.33 | 35.33
01/29/2024 05:00:00 | 01/29/2024 05:00:00 | 0 | 0 | 0 | 36.35 | 36.35
01/29/2024 06:00:00 | 01/29/2024 06:00:00 | 0 | 0 | 0 | 37.12 | 37.12
01/29/2024 07:00:00 | 01/29/2024 07:00:00 | 14.24 | 14.24 | 0.06 | 48.38 | 62.56
01/29/2024 08:00:00 | 01/29/2024 08:00:00 | 151.52 | 151.52 | 80.77 | 0 | 70.75
01/29/2024 09:00:00 | 01/29/2024 09:00:00 | 267.01 | 267.01 | 187.78 | 0 | 79.23
01/29/2024 10:00:00 | 01/29/2024 10:00:00 | 342.56 | 342.56 | 258.81 | 0 | 83.75
01/29/2024 11:00:00 | 01/29/2024 11:00:00 | 398.4 | 398.4 | 312.19 | 0 | 86.21
01/29/2024 12:00:00 | 01/29/2024 12:00:00 | 415.7 | 415.7 | 328.26 | 0 | 87.44
01/29/2024 13:00:00 | 01/29/2024 13:00:00 | 377.54 | 377.54 | 296.45 | 0 | 81.09
01/29/2024 14:00:00 | 01/29/2024 14:00:00 | 273.59 | 273.59 | 199.42 | 0 | 74.17
01/29/2024 15:00:00 | 01/29/2024 15:00:00 | 131.85 | 131.85 | 61.51 | 0 | 70.34
01/29/2024 16:00:00 | 01/29/2024 16:00:00 | 31.92 | 31.92 | 0.96 | 19.71 | 50.67
01/29/2024 17:00:00 | 01/29/2024 17:00:00 | 0 | 0 | 0 | 50.44 | 50.44
01/29/2024 18:00:00 | 01/29/2024 18:00:00 | 0 | 0 | 0 | 51.96 | 51.96
01/29/2024 19:00:00 | 01/29/2024 19:00:00 | 0 | 0 | 0 | 50.44 | 50.44
01/29/2024 20:00:00 | 01/29/2024 20:00:00 | 0 | 0 | 0 | 50.43 | 50.43
01/29/2024 21:00:00 | 01/29/2024 21:00:00 | 0 | 0 | 0 | 50.69 | 50.69
01/29/2024 22:00:00 | 01/29/2024 22:00:00 | 0 | 0 | 0 | 50.94 | 50.94
01/29/2024 23:00:00 | 01/29/2024 23:00:00 | 0 | 0 | 0 | 50.69 | 50.69
01/30/2024 00:00:00 | 01/30/2024 00:00:00 | 0 | 0 | 0 | 50.43 | 50.43
01/30/2024 01:00:00 | 01/30/2024 01:00:00 | 0 | 0 | 0 | 50.94 | 50.94
01/30/2024 02:00:00 | 01/30/2024 02:00:00 | 0 | 0 | 0 | 50.95 | 50.95
01/30/2024 03:00:00 | 01/30/2024 03:00:00 |  |  |  | 51.45 | 51.45
01/30/2024 04:00:00 | 01/30/2024 04:00:00 |  |  |  | 50.95 | 50.95
01/30/2024 05:00:00 | 01/30/2024 05:00:00 |  |  |  | 51.71 | 51.71
01/30/2024 06:00:00 | 01/30/2024 06:00:00 |  |  |  | 51.97 | 51.97
01/30/2024 07:00:00 | 01/30/2024 07:00:00 |  |  |  | 48.13 | 48.13
01/30/2024 08:00:00 | 01/30/2024 08:00:00 |  |  |  | 0 | 0
01/30/2024 09:00:00 | 01/30/2024 09:00:00 |  |  |  | 0 | 0
01/30/2024 10:00:00 | 01/30/2024 10:00:00 |  |  |  | 0 | 0
01/30/2024 11:00:00 | 01/30/2024 11:00:00 |  |  |  | 0 | 0
01/30/2024 12:00:00 | 01/30/2024 12:00:00 |  |  |  | 0 | 0
01/30/2024 13:00:00 | 01/30/2024 13:00:00 |  |  |  | 0 | 0
01/30/2024 14:00:00 | 01/30/2024 14:00:00 |  |  |  | 0 | 0
01/30/2024 15:00:00 | 01/30/2024 15:00:00 |  |  |  | 0.25 | 0.25
01/30/2024 16:00:00 | 01/30/2024 16:00:00 |  |  |  | 16.9 | 16.9
01/30/2024 17:00:00 | 01/30/2024 17:00:00 |  |  |  | 43.26 | 43.26
01/30/2024 18:00:00 | 01/30/2024 18:00:00 |  |  |  | 40.71 | 40.71
01/30/2024 19:00:00 | 01/30/2024 19:00:00 |  |  |  | 39.93 | 39.93
01/30/2024 20:00:00 | 01/30/2024 20:00:00 |  |  |  | 39.17 | 39.17
01/30/2024 21:00:00 | 01/30/2024 21:00:00 |  |  |  | 39.17 | 39.17
01/30/2024 22:00:00 | 01/30/2024 22:00:00 |  |  |  | 39.42 | 39.42
01/30/2024 23:00:00 | 01/30/2024 23:00:00 |  |  |  | 39.43 | 39.43
01/31/2024 00:00:00 | 01/31/2024 00:00:00 |  |  |  | 39.68 | 39.68
01/31/2024 01:00:00 | 01/31/2024 01:00:00 |  |  |  | 39.42 | 39.42
01/31/2024 02:00:00 | 01/31/2024 02:00:00 |  |  |  | 39.17 | 39.17
01/31/2024 03:00:00 | 01/31/2024 03:00:00 |  |  |  | 39.93 | 39.93
01/31/2024 04:00:00 | 01/31/2024 04:00:00 |  |  |  | 39.43 | 39.43
01/31/2024 05:00:00 | 01/31/2024 05:00:00 |  |  |  | 39.42 | 39.42
01/31/2024 06:00:00 | 01/31/2024 06:00:00 |  |  |  | 39.94 | 39.94
01/31/2024 07:00:00 | 01/31/2024 07:00:00 |  |  |  | 45.05 | 45.05
01/31/2024 08:00:00 | 01/31/2024 08:00:00 |  |  |  | 17.92 | 17.92
01/31/2024 09:00:00 | 01/31/2024 09:00:00 |  |  |  | 0 | 0
01/31/2024 10:00:00 | 01/31/2024 10:00:00 |  |  |  | 0 | 0
01/31/2024 11:00:00 | 01/31/2024 11:00:00 |  |  |  | 0 | 0
01/31/2024 12:00:00 | 01/31/2024 12:00:00 |  |  |  | 0 | 0
01/31/2024 13:00:00 | 01/31/2024 13:00:00 |  |  |  | 0 | 0
01/31/2024 14:00:00 | 01/31/2024 14:00:00 |  |  |  | 0 | 0
01/31/2024 15:00:00 | 01/31/2024 15:00:00 |  |  |  | 0 | 0
01/31/2024 16:00:00 | 01/31/2024 16:00:00 |  |  |  | 12.55 | 12.55
01/31/2024 17:00:00 | 01/31/2024 17:00:00 |  |  |  | 40.45 | 40.45
01/31/2024 18:00:00 | 01/31/2024 18:00:00 |  |  |  | 38.91 | 38.91
01/31/2024 19:00:00 | 01/31/2024 19:00:00 |  |  |  | 39.17 | 39.17
01/31/2024 20:00:00 | 01/31/2024 20:00:00 |  |  |  | 38.4 | 38.4
01/31/2024 21:00:00 | 01/31/2024 21:00:00 |  |  |  | 38.14 | 38.14
01/31/2024 22:00:00 | 01/31/2024 22:00:00 |  |  |  | 37.63 | 37.63
01/31/2024 23:00:00 | 01/31/2024 23:00:00 |  |  |  | 37.89 | 37.89
2024-01-02 | 45293 |  |  |  | 37.63 | 37.63
2024-01-02 01:00 | 45293.0417 |  |  |  | 37.63 | 37.63
2024-01-02 02:00 | 45293.0833 |  |  |  | 38.15 | 38.15
2024-01-02 03:00 | 45293.125 | 0 | 0 | 0 | 37.63 | 37.63
2024-01-02 04:00 | 45293.1667 | 0 | 0 | 0 | 38.4 | 38.4
2024-01-02 05:00 | 45293.2083 | 0 | 0 | 0 | 38.4 | 38.4
2024-01-02 06:00 | 45293.25 | 0 | 0 | 0 | 39.17 | 39.17
2024-01-02 07:00 | 45293.2917 | 22.51 | 22.51 | 3.9 | 31.49 | 50.1
2024-01-02 08:00 | 45293.3333 | 152.61 | 152.61 | 95.23 | 0 | 57.38
2024-01-02 09:00 | 45293.375 | 196.14 | 196.14 | 132.8 | 0 | 63.34
2024-01-02 10:00 | 45293.4167 | 188.67 | 188.67 | 115.59 | 0 | 73.08
2024-01-02 11:00 | 45293.4583 | 323.86 | 323.86 | 240.13 | 0 | 83.73
2024-01-02 12:00 | 45293.5 | 222.69 | 222.69 | 143.29 | 0 | 79.4
2024-01-02 13:00 | 45293.5417 | 140.2 | 140.2 | 65.86 | 0 | 74.34
2024-01-02 14:00 | 45293.5833 | 85.37 | 85.37 | 13.25 | 2.3 | 74.42
2024-01-02 15:00 | 45293.625 | 32.73 | 32.73 | 0 | 35.07 | 67.8
2024-01-02 16:00 | 45293.6667 | 14.47 | 14.47 | 0 | 32.26 | 46.73
2024-01-02 17:00 | 45293.7083 | 0 | 0 | 0 | 40.7 | 40.7
2024-01-02 18:00 | 45293.75 | 0 | 0 | 0 | 42.24 | 42.24
2024-01-02 19:00 | 45293.7917 | 0 | 0 | 0 | 41.22 | 41.22
2024-01-02 20:00 | 45293.8333 | 0 | 0 | 0 | 41.21 | 41.21
2024-01-02 21:00 | 45293.875 | 0 | 0 | 0 | 40.96 | 40.96
2024-01-02 22:00 | 45293.9167 | 0 | 0 | 0 | 40.96 | 40.96
2024-01-02 23:00 | 45293.9583 | 0 | 0 | 0 | 40.45 | 40.45
2024-02-02 | 45324 | 0 | 0 | 0 | 40.96 | 40.96
2024-02-02 01:00 | 45324.0417 | 0 | 0 | 0 | 40.45 | 40.45
2024-02-02 02:00 | 45324.0833 | 0 | 0 | 0 | 39.68 | 39.68
2024-02-02 03:00 | 45324.125 | 0 | 0 | 0 | 40.19 | 40.19
2024-02-02 04:00 | 45324.1667 | 0 | 0 | 0 | 41.22 | 41.22
2024-02-02 05:00 | 45324.2083 | 0 | 0 | 0 | 40.45 | 40.45
2024-02-02 06:00 | 45324.25 | 0 | 0 | 0 | 41.47 | 41.47
2024-02-02 07:00 | 45324.2917 | 14.59 | 14.59 | 0.44 | 35.58 | 49.73
2024-02-02 08:00 | 45324.3333 | 145.16 | 145.16 | 71.81 | 0 | 73.35
2024-02-02 09:00 | 45324.375 | 107.61 | 107.61 | 32.45 | 0.26 | 75.42
2024-02-02 10:00 | 45324.4167 | 331.62 | 331.62 | 244.1 | 0 | 87.52
2024-02-02 11:00 | 45324.4583 | 400.21 | 400.21 | 309.69 | 0 | 90.52
2024-02-02 12:00 | 45324.5 | 438.04 | 438.04 | 346.69 | 0 | 91.35
2024-02-02 13:00 | 45324.5417 | 385.75 | 385.75 | 295.17 | 0 | 90.58
2024-02-02 14:00 | 45324.5833 | 287.46 | 287.46 | 204.09 | 0 | 83.37
2024-02-02 15:00 | 45324.625 | 142.72 | 142.72 | 77.76 | 0 | 64.96
2024-02-02 16:00 | 45324.6667 | 39.95 | 39.95 | 9.48 | 6.65 | 37.12
2024-02-02 17:00 | 45324.7083 | 0 | 0 | 0 | 36.61 | 36.61
2024-02-02 18:00 | 45324.75 | 0 | 0 | 0 | 37.63 | 37.63
2024-02-02 19:00 | 45324.7917 | 0 | 0 | 0 | 36.36 | 36.36
2024-02-02 20:00 | 45324.8333 | 0 | 0 | 0 | 36.09 | 36.09
2024-02-02 21:00 | 45324.875 | 0 | 0 | 0 | 36.61 | 36.61
2024-02-02 22:00 | 45324.9167 | 0 | 0 | 0 | 37.12 | 37.12
2024-02-02 23:00 | 45324.9583 | 0 | 0 | 0 | 35.84 | 35.84
2024-03-02 | 45353 | 0 | 0 | 0 | 36.1 | 36.1
2024-03-02 01:00 | 45353.0417 | 0 | 0 | 0 | 35.58 | 35.58
2024-03-02 02:00 | 45353.0833 | 0 | 0 | 0 | 36.1 | 36.1
2024-03-02 03:00 | 45353.125 | 0 | 0 | 0 | 36.35 | 36.35
2024-03-02 04:00 | 45353.1667 | 0 | 0 | 0 | 36.61 | 36.61
2024-03-02 05:00 | 45353.2083 | 0 | 0 | 0 | 35.32 | 35.32
2024-03-02 06:00 | 45353.25 | 0 | 0 | 0 | 35.84 | 35.84
2024-03-02 07:00 | 45353.2917 | 5.14 | 5.14 | 0 | 29.96 | 35.1
2024-03-02 08:00 | 45353.3333 | 55.58 | 55.58 | 21.05 | 1.53 | 36.06
2024-03-02 09:00 | 45353.375 | 134.62 | 134.62 | 92.87 | 0 | 41.75
2024-03-02 10:00 | 45353.4167 | 205.91 | 205.91 | 160.7 | 0 | 45.21
2024-03-02 11:00 | 45353.4583 | 297.2 | 297.2 | 245.63 | 0 | 51.57
2024-03-02 12:00 | 45353.5 | 320.39 | 320.39 | 268.67 | 0 | 51.72
2024-03-02 13:00 | 45353.5417 | 318.48 | 318.48 | 267.01 | 0 | 51.47
2024-03-02 14:00 | 45353.5833 | 304.74 | 304.74 | 254.53 | 0 | 50.21
2024-03-02 15:00 | 45353.625 | 168.35 | 168.35 | 126.78 | 0 | 41.57
2024-03-02 16:00 | 45353.6667 | 69.56 | 69.56 | 35.14 | 1.28 | 35.7
2024-03-02 17:00 | 45353.7083 | 0 | 0 | 0 | 30.98 | 30.98
2024-03-02 18:00 | 45353.75 | 0 | 0 | 0 | 36.09 | 36.09
2024-03-02 19:00 | 45353.7917 | 0 | 0 | 0 | 36.1 | 36.1
2024-03-02 20:00 | 45353.8333 | 0 | 0 | 0 | 36.35 | 36.35
2024-03-02 21:00 | 45353.875 | 0 | 0 | 0 | 36.35 | 36.35
2024-03-02 22:00 | 45353.9167 | 0 | 0 | 0 | 35.84 | 35.84
2024-03-02 23:00 | 45353.9583 | 0 | 0 | 0 | 35.84 | 35.84
2024-04-02 | 45384 | 0 | 0 | 0 | 35.84 | 35.84
2024-04-02 01:00 | 45384.0417 | 0 | 0 | 0 | 35.59 | 35.59
2024-04-02 02:00 | 45384.0833 | 0 | 0 | 0 | 35.58 | 35.58
2024-04-02 03:00 | 45384.125 | 0 | 0 | 0 | 35.84 | 35.84
2024-04-02 04:00 | 45384.1667 | 0 | 0 | 0 | 36.1 | 36.1
2024-04-02 05:00 | 45384.2083 | 0 | 0 | 0 | 35.58 | 35.58
2024-04-02 06:00 | 45384.25 | 0 | 0 | 0 | 36.1 | 36.1
2024-04-02 07:00 | 45384.2917 | 9.99 | 9.99 | 0 | 24.57 | 34.56
2024-04-02 08:00 | 45384.3333 | 51.64 | 51.64 | 17.09 | 1.03 | 35.58
2024-04-02 09:00 | 45384.375 | 193.36 | 193.36 | 149.31 | 0 | 44.05
2024-04-02 10:00 | 45384.4167 | 345.55 | 345.55 | 291.01 | 0 | 54.54
2024-04-02 11:00 | 45384.4583 | 383.08 | 383.08 | 326.85 | 0 | 56.23
2024-04-02 12:00 | 45384.5 | 400.62 | 400.62 | 343.61 | 0 | 57.01
2024-04-02 13:00 | 45384.5417 | 326.32 | 326.32 | 274.63 | 0 | 51.69
2024-04-02 14:00 | 45384.5833 | 260.9 | 260.9 | 213.18 | 0 | 47.72
2024-04-02 15:00 | 45384.625 | 143.58 | 143.58 | 104.32 | 0 | 39.26
2024-04-02 16:00 | 45384.6667 | 40.29 | 40.29 | 12.99 | 5.89 | 33.19
2024-04-02 17:00 | 45384.7083 | 1.02 | 1.02 | 0 | 34.04 | 35.06
2024-04-02 18:00 | 45384.75 | 0 | 0 | 0 | 35.84 | 35.84
2024-04-02 19:00 | 45384.7917 | 0 | 0 | 0 | 36.36 | 36.36
2024-04-02 20:00 | 45384.8333 | 0 | 0 | 0 | 36.6 | 36.6
2024-04-02 21:00 | 45384.875 | 0 | 0 | 0 | 36.36 | 36.36
2024-04-02 22:00 | 45384.9167 | 0 | 0 | 0 | 36.09 | 36.09
2024-04-02 23:00 | 45384.9583 | 0 | 0 | 0 | 36.35 | 36.35
2024-05-02 | 45414 | 0 | 0 | 0 | 35.84 | 35.84
2024-05-02 01:00 | 45414.0417 | 0 | 0 | 0 | 35.59 | 35.59
2024-05-02 02:00 | 45414.0833 | 0 | 0 | 0 | 35.33 | 35.33
2024-05-02 03:00 | 45414.125 | 0 | 0 | 0 | 35.32 | 35.32
2024-05-02 04:00 | 45414.1667 | 0 | 0 | 0 | 35.59 | 35.59
2024-05-02 05:00 | 45414.2083 | 0 | 0 | 0 | 35.33 | 35.33
2024-05-02 06:00 | 45414.25 | 0 | 0 | 0 | 35.58 | 35.58
2024-05-02 07:00 | 45414.2917 | 1.79 | 1.79 | 0 | 61.44 | 63.23
2024-05-02 08:00 | 45414.3333 | 36.18 | 36.18 | 2.05 | 27.9 | 62.03
2024-05-02 09:00 | 45414.375 | 145.02 | 145.02 | 77.5 | 0 | 67.52
2024-05-02 10:00 | 45414.4167 | 87.5 | 87.5 | 58.56 |  | 28.94
2024-05-02 11:00 | 45414.4583 | 0 | 0 | 0 |  | 0
2024-05-02 12:00 | 45414.5 | 0 | 0 | 0 |  | 0
2024-05-02 13:00 | 45414.5417 | 0 | 0 | 0 |  | 0
2024-05-02 14:00 | 45414.5833 | 0 | 0 | 0 |  | 0
2024-05-02 15:00 | 45414.625 | 0 | 0 | 0 |  | 0
2024-05-02 16:00 | 45414.6667 | 13.58 | 13.58 | 0 |  | 13.58
2024-05-02 17:00 | 45414.7083 | 0 | 0 | 0 | 35.84 | 35.84
2024-05-02 18:00 | 45414.75 | 0 | 0 | 0 | 37.63 | 37.63
2024-05-02 19:00 | 45414.7917 | 0 | 0 | 0 | 35.59 | 35.59
2024-05-02 20:00 | 45414.8333 | 0 | 0 | 0 | 34.05 | 34.05
2024-05-02 21:00 | 45414.875 | 0 | 0 | 0 | 34.04 | 34.04
2024-05-02 22:00 | 45414.9167 | 0 | 0 | 0 | 33.8 | 33.8
2024-05-02 23:00 | 45414.9583 | 0 | 0 | 0 | 33.79 | 33.79
2024-06-02 | 45445 | 0 | 0 | 0 | 33.53 | 33.53
2024-06-02 01:00 | 45445.0417 | 0 | 0 | 0 | 33.8 | 33.8
2024-06-02 02:00 | 45445.0833 | 0 | 0 | 0 | 33.53 | 33.53
2024-06-02 03:00 | 45445.125 | 0 | 0 | 0 | 33.54 | 33.54
2024-06-02 04:00 | 45445.1667 | 0 | 0 | 0 | 33.79 | 33.79
2024-06-02 05:00 | 45445.2083 | 0 | 0 | 0 | 33.28 | 33.28
2024-06-02 06:00 | 45445.25 | 0 | 0 | 0 | 35.07 | 35.07
2024-06-02 07:00 | 45445.2917 | 1.54 | 1.54 | 0 | 62.47 | 64.01
2024-06-02 08:00 | 45445.3333 | 20.19 | 20.19 | 0 | 41.98 | 62.17
2024-06-02 09:00 | 45445.375 | 19.54 | 19.54 | 0 | 42.75 | 62.29
2024-06-02 10:00 | 45445.4167 | 8.53 | 8.53 | 0 | 52.74 | 61.27
2024-06-02 11:00 | 45445.4583 | 53.2 | 53.2 | 0.39 | 14.59 | 67.4
2024-06-02 12:00 | 45445.5 | 48.44 | 48.44 | 0.06 | 16.9 | 65.28
2024-06-02 13:00 | 45445.5417 | 47.28 | 47.28 | 0 | 20.22 | 67.5
2024-06-02 14:00 | 45445.5833 | 33.33 | 33.33 | 0 | 31.23 | 64.56
2024-06-02 15:00 | 45445.625 | 22.9 | 22.9 | 0 | 39.43 | 62.33
2024-06-02 16:00 | 45445.6667 | 8.59 | 8.59 | 0 | 27.39 | 35.98
2024-06-02 17:00 | 45445.7083 | 0 | 0 | 0 | 37.37 | 37.37
2024-06-02 18:00 | 45445.75 | 0 | 0 | 0 | 35.84 | 35.84
2024-06-02 19:00 | 45445.7917 | 0 | 0 | 0 | 35.08 | 35.08
2024-06-02 20:00 | 45445.8333 | 0 | 0 | 0 | 35.07 | 35.07
2024-06-02 21:00 | 45445.875 | 0 | 0 | 0 | 34.3 | 34.3
2024-06-02 22:00 | 45445.9167 | 0 | 0 | 0 | 34.56 | 34.56
2024-06-02 23:00 | 45445.9583 | 0 | 0 | 0 | 34.82 | 34.82
2024-07-02 | 45475 | 0 | 0 | 0 | 33.79 | 33.79
2024-07-02 01:00 | 45475.0417 | 0 | 0 | 0 | 34.05 | 34.05
2024-07-02 02:00 | 45475.0833 | 0 | 0 | 0 | 34.05 | 34.05
2024-07-02 03:00 | 45475.125 | 0 | 0 | 0 | 33.28 | 33.28
2024-07-02 04:00 | 45475.1667 | 0 | 0 | 0 | 34.04 | 34.04
2024-07-02 05:00 | 45475.2083 | 0 | 0 | 0 | 33.54 | 33.54
2024-07-02 06:00 | 45475.25 | 0 | 0 | 0 | 33.79 | 33.79
2024-07-02 07:00 | 45475.2917 | 0.39 | 0.39 | 0 | 57.35 | 57.74
2024-07-02 08:00 | 45475.3333 | 9.63 | 9.63 | 0 | 52.22 | 61.85
2024-07-02 09:00 | 45475.375 | 24.08 | 24.08 | 0 | 42.75 | 66.83
2024-07-02 10:00 | 45475.4167 | 68.98 | 68.98 | 4.74 | 14.08 | 78.32
2024-07-02 11:00 | 45475.4583 | 73.86 | 73.86 | 4.73 | 5.38 | 74.51
2024-07-02 12:00 | 45475.5 | 55.32 | 55.32 | 0 | 12.03 | 67.35
2024-07-02 13:00 | 45475.5417 | 38.56 | 38.56 | 0 | 27.14 | 65.7
2024-07-02 14:00 | 45475.5833 | 26.49 | 26.49 | 0 | 42.75 | 69.24
2024-07-02 15:00 | 45475.625 | 19.27 | 19.27 | 0 | 46.85 | 66.12
2024-07-02 16:00 | 45475.6667 | 6.92 | 6.92 | 0 | 42.75 | 49.67
2024-07-02 17:00 | 45475.7083 | 0 | 0 | 0 | 58.37 | 58.37
2024-07-02 18:00 | 45475.75 | 0 | 0 | 0 | 56.83 | 56.83
2024-07-02 19:00 | 45475.7917 | 0 | 0 | 0 | 50.43 | 50.43
2024-07-02 20:00 | 45475.8333 | 0 | 0 | 0 | 48.64 | 48.64
2024-07-02 21:00 | 45475.875 | 0 | 0 | 0 | 48.64 | 48.64
2024-07-02 22:00 | 45475.9167 | 0 | 0 | 0 | 47.87 | 47.87
2024-07-02 23:00 | 45475.9583 | 0 | 0 | 0 | 48.13 | 48.13
2024-08-02 | 45506 | 0 | 0 | 0 | 48.13 | 48.13
2024-08-02 01:00 | 45506.0417 | 0 | 0 | 0 | 47.61 | 47.61
2024-08-02 02:00 | 45506.0833 | 0 | 0 | 0 | 47.88 | 47.88
2024-08-02 03:00 | 45506.125 | 0 | 0 | 0 | 48.12 | 48.12
2024-08-02 04:00 | 45506.1667 | 0 | 0 | 0 | 48.13 | 48.13
2024-08-02 05:00 | 45506.2083 | 0 | 0 | 0 | 47.87 | 47.87
2024-08-02 06:00 | 45506.25 | 0 | 0 | 0 | 47.88 | 47.88
2024-08-02 07:00 | 45506.2917 | 1.82 | 1.82 | 0 | 55.8 | 57.62
2024-08-02 08:00 | 45506.3333 | 25.39 | 25.39 | 0 | 32.26 | 57.65
2024-08-02 09:00 | 45506.375 | 107.29 | 107.29 | 42.24 | 0.26 | 65.31
2024-08-02 10:00 | 45506.4167 | 122.87 | 122.87 | 50.12 | 0.51 | 73.26
2024-08-02 11:00 | 45506.4583 | 105.94 | 105.94 | 43.71 | 0.51 | 62.74
2024-08-02 12:00 | 45506.5 | 49.21 | 49.21 | 1.28 | 18.94 | 66.87
2024-08-02 13:00 | 45506.5417 | 55.36 | 55.36 | 3.71 | 12.04 | 63.69
2024-08-02 14:00 | 45506.5833 | 50.34 | 50.34 | 1.22 | 20.99 | 70.11
2024-08-02 15:00 | 45506.625 | 17.97 | 17.97 | 0 | 50.17 | 68.14
2024-08-02 16:00 | 45506.6667 | 3.78 | 3.78 | 0 | 36.36 | 40.14
2024-08-02 17:00 | 45506.7083 | 0 | 0 | 0 | 40.96 | 40.96
2024-08-02 18:00 | 45506.75 | 0 | 0 | 0 | 40.19 | 40.19
2024-08-02 19:00 | 45506.7917 | 0 | 0 | 0 | 36.86 | 36.86
2024-08-02 20:00 | 45506.8333 | 0 | 0 | 0 | 36.35 | 36.35
2024-08-02 21:00 | 45506.875 | 0 | 0 | 0 | 35.84 | 35.84
2024-08-02 22:00 | 45506.9167 | 0 | 0 | 0 | 35.59 | 35.59
2024-08-02 23:00 | 45506.9583 | 0 | 0 | 0 | 35.58 | 35.58
2024-09-02 | 45537 | 0 | 0 | 0 | 35.84 | 35.84
2024-09-02 01:00 | 45537.0417 | 0 | 0 | 0 | 35.33 | 35.33
2024-09-02 02:00 | 45537.0833 | 0 | 0 | 0 | 35.33 | 35.33
2024-09-02 03:00 | 45537.125 | 0 | 0 | 0 | 35.07 | 35.07
2024-09-02 04:00 | 45537.1667 | 0 | 0 | 0 | 35.07 | 35.07
2024-09-02 05:00 | 45537.2083 | 0 | 0 | 0 | 35.07 | 35.07
2024-09-02 06:00 | 45537.25 | 0 | 0 | 0 | 35.33 | 35.33
2024-09-02 07:00 | 45537.2917 | 0.65 | 0.65 | 0 | 55.81 | 56.46
2024-09-02 08:00 | 45537.3333 | 17.47 | 17.47 | 0 | 41.98 | 59.45
2024-09-02 09:00 | 45537.375 | 34.53 | 34.53 | 0 | 27.65 | 62.18
2024-09-02 10:00 | 45537.4167 | 31.09 | 31.09 | 0 | 37.63 | 68.72
2024-09-02 11:00 | 45537.4583 | 51.42 | 51.42 | 0 | 29.96 | 81.38
2024-09-02 12:00 | 45537.5 | 44.35 | 44.35 | 0 | 45.82 | 90.17
2024-09-02 13:00 | 45537.5417 | 39.19 | 39.19 | 0 | 43.26 | 82.45
2024-09-02 14:00 | 45537.5833 | 61.91 | 61.91 | 8.64 | 28.16 | 81.43
2024-09-02 15:00 | 45537.625 | 21.12 | 21.12 | 0 | 58.88 | 80
2024-09-02 16:00 | 45537.6667 | 5.8 | 5.8 | 0 | 73.99 | 79.79
2024-09-02 17:00 | 45537.7083 | 0 | 0 | 0 | 43.77 | 43.77
2024-09-02 18:00 | 45537.75 | 0 | 0 | 0 | 38.92 | 38.92
2024-09-02 19:00 | 45537.7917 | 0 | 0 | 0 | 38.4 | 38.4
2024-09-02 20:00 | 45537.8333 | 0 | 0 | 0 | 37.37 | 37.37
2024-09-02 21:00 | 45537.875 | 0 | 0 | 0 | 37.89 | 37.89
2024-09-02 22:00 | 45537.9167 | 0 | 0 | 0 | 37.12 | 37.12
2024-09-02 23:00 | 45537.9583 | 0 | 0 | 0 | 37.12 | 37.12
2024-10-02 | 45567 | 0 | 0 | 0 | 37.12 | 37.12
2024-10-02 01:00 | 45567.0417 | 0 | 0 | 0 | 37.12 | 37.12
2024-10-02 02:00 | 45567.0833 | 0 | 0 | 0 | 37.12 | 37.12
2024-10-02 03:00 | 45567.125 | 0 | 0 | 0 | 37.12 | 37.12
2024-10-02 04:00 | 45567.1667 | 0 | 0 | 0 | 36.86 | 36.86
2024-10-02 05:00 | 45567.2083 | 0 | 0 | 0 | 37.64 | 37.64
2024-10-02 06:00 | 45567.25 | 0 | 0 | 0 | 36.6 | 36.6
2024-10-02 07:00 | 45567.2917 | 5.49 | 5.49 | 0 | 29.44 | 34.93
2024-10-02 08:00 | 45567.3333 | 41.49 | 41.49 | 9.08 | 2.82 | 35.23
2024-10-02 09:00 | 45567.375 | 53.22 | 53.22 | 18.05 | 0.26 | 35.43
2024-10-02 10:00 | 45567.4167 | 41.35 | 41.35 | 8.96 | 2.3 | 34.69
2024-10-02 11:00 | 45567.4583 | 70.01 | 70.01 | 33.47 | 0 | 36.54
2024-10-02 12:00 | 45567.5 | 60.33 | 60.33 | 24.45 | 0 | 35.88
2024-10-02 13:00 | 45567.5417 | 65.79 | 65.79 | 30.08 | 0.26 | 35.97
2024-10-02 14:00 | 45567.5833 | 70.97 | 70.97 | 34.69 | 0 | 36.28
2024-10-02 15:00 | 45567.625 | 28.33 | 28.33 | 0.96 | 6.65 | 34.02
2024-10-02 16:00 | 45567.6667 | 15.42 | 15.42 | 0 | 18.69 | 34.11
2024-10-02 17:00 | 45567.7083 | 0 | 0 | 0 | 36.61 | 36.61
2024-10-02 18:00 | 45567.75 | 0 | 0 | 0 | 36.86 | 36.86
2024-10-02 19:00 | 45567.7917 | 0 | 0 | 0 | 35.84 | 35.84
2024-10-02 20:00 | 45567.8333 | 0 | 0 | 0 | 35.33 | 35.33
2024-10-02 21:00 | 45567.875 | 0 | 0 | 0 | 35.58 | 35.58
2024-10-02 22:00 | 45567.9167 | 0 | 0 | 0 | 35.33 | 35.33
2024-10-02 23:00 | 45567.9583 | 0 | 0 | 0 | 35.84 | 35.84
2024-11-02 | 45598 | 0 | 0 | 0 | 35.59 | 35.59
2024-11-02 01:00 | 45598.0417 | 0 | 0 | 0 | 35.58 | 35.58
2024-11-02 02:00 | 45598.0833 | 0 | 0 | 0 | 35.33 | 35.33
2024-11-02 03:00 | 45598.125 | 0 | 0 | 0 | 36.09 | 36.09
2024-11-02 04:00 | 45598.1667 | 0 | 0 | 0 | 35.08 | 35.08
2024-11-02 05:00 | 45598.2083 | 0 | 0 | 0 | 35.32 | 35.32
2024-11-02 06:00 | 45598.25 | 0 | 0 | 0 | 35.08 | 35.08
2024-11-02 07:00 | 45598.2917 | 2 | 2 | 0 | 30.46 | 32.46
2024-11-02 08:00 | 45598.3333 | 9.69 | 9.69 | 0 | 20.74 | 30.43
2024-11-02 09:00 | 45598.375 | 27.49 | 27.49 | 1.54 | 4.6 | 30.55
2024-11-02 10:00 | 45598.4167 | 32.92 | 32.92 | 3.45 | 1.54 | 31.01
2024-11-02 11:00 | 45598.4583 | 38.76 | 38.76 | 7.68 | 1.02 | 32.1
2024-11-02 12:00 | 45598.5 | 51.34 | 51.34 | 19.01 | 0.52 | 32.85
2024-11-02 13:00 | 45598.5417 | 77.68 | 77.68 | 43.58 | 0 | 34.1
2024-11-02 14:00 | 45598.5833 | 62.25 | 62.25 | 29.83 | 0 | 32.42
2024-11-02 15:00 | 45598.625 | 42.6 | 42.6 | 14.14 | 3.07 | 31.53
2024-11-02 16:00 | 45598.6667 | 23.77 | 23.77 | 0.19 | 7.93 | 31.51
2024-11-02 17:00 | 45598.7083 | 2.7 | 2.7 | 0 | 30.47 | 33.17
2024-11-02 18:00 | 45598.75 | 0 | 0 | 0 | 34.3 | 34.3
2024-11-02 19:00 | 45598.7917 | 0 | 0 | 0 | 34.56 | 34.56
2024-11-02 20:00 | 45598.8333 | 0 | 0 | 0 | 34.31 | 34.31
2024-11-02 21:00 | 45598.875 | 0 | 0 | 0 | 34.3 | 34.3
2024-11-02 22:00 | 45598.9167 | 0 | 0 | 0 | 34.56 | 34.56
2024-11-02 23:00 | 45598.9583 | 0 | 0 | 0 | 34.05 | 34.05
2024-12-02 | 45628 | 0 | 0 | 0 | 34.05 | 34.05
2024-12-02 01:00 | 45628.0417 | 0 | 0 | 0 | 34.04 | 34.04
2024-12-02 02:00 | 45628.0833 | 0 | 0 | 0 | 34.05 | 34.05
2024-12-02 03:00 | 45628.125 | 0 | 0 | 0 | 34.05 | 34.05
2024-12-02 04:00 | 45628.1667 | 0 | 0 | 0 | 34.3 | 34.3
2024-12-02 05:00 | 45628.2083 | 0 | 0 | 0 | 33.54 | 33.54
2024-12-02 06:00 | 45628.25 | 0 | 0 | 0 | 34.56 | 34.56
2024-12-02 07:00 | 45628.2917 | 2.61 | 2.61 | 0 | 51.2 | 53.81
2024-12-02 08:00 | 45628.3333 | 54.02 | 54.02 | 7.75 | 14.59 | 60.86
2024-12-02 09:00 | 45628.375 | 137.53 | 137.53 | 71.29 | 0 | 66.24
2024-12-02 10:00 | 45628.4167 | 144.94 | 144.94 | 71.81 | 0.26 | 73.39
2024-12-02 11:00 | 45628.4583 | 178.04 | 178.04 | 77.7 | 0 | 100.34
2024-12-02 12:00 | 45628.5 | 246.91 | 246.91 | 132.67 | 0 | 114.24
2024-12-02 13:00 | 45628.5417 | 177.59 | 177.59 | 40.83 | 4.09 | 140.85
2024-12-02 14:00 | 45628.5833 | 83.24 | 83.24 | 1.73 | 55.81 | 137.32
2024-12-02 15:00 | 45628.625 | 62.77 | 62.77 | 0 | 126.98 | 189.75
2024-12-02 16:00 | 45628.6667 | 26.49 | 26.49 | 0 | 81.15 | 107.64
2024-12-02 17:00 | 45628.7083 | 0.16 | 0.16 | 0 | 45.06 | 45.22
2024-12-02 18:00 | 45628.75 | 0 | 0 | 0 | 46.08 | 46.08
2024-12-02 19:00 | 45628.7917 | 0 | 0 | 0 | 45.31 | 45.31
2024-12-02 20:00 | 45628.8333 | 0 | 0 | 0 | 44.29 | 44.29
2024-12-02 21:00 | 45628.875 | 0 | 0 | 0 | 44.54 | 44.54
2024-12-02 22:00 | 45628.9167 | 0 | 0 | 0 | 44.8 | 44.8
2024-12-02 23:00 | 45628.9583 | 0 | 0 | 0 | 44.8 | 44.8
02/13/2024 00:00:00 | 02/13/2024 00:00:00 | 0 | 0 | 0 | 44.54 | 44.54
02/13/2024 01:00:00 | 02/13/2024 01:00:00 | 0 | 0 | 0 | 44.29 | 44.29
02/13/2024 02:00:00 | 02/13/2024 02:00:00 | 0 | 0 | 0 | 44.29 | 44.29
02/13/2024 03:00:00 | 02/13/2024 03:00:00 | 0 | 0 | 0 | 44.54 | 44.54
02/13/2024 04:00:00 | 02/13/2024 04:00:00 | 0 | 0 | 0 | 44.04 | 44.04
02/13/2024 05:00:00 | 02/13/2024 05:00:00 | 0 | 0 | 0 | 44.54 | 44.54
02/13/2024 06:00:00 | 02/13/2024 06:00:00 | 0 | 0 | 0 | 45.82 | 45.82
02/13/2024 07:00:00 | 02/13/2024 07:00:00 | 23.48 | 23.48 | 2.24 | 36.1 | 57.34
02/13/2024 08:00:00 | 02/13/2024 08:00:00 | 188.19 | 188.19 | 108.16 | 0 | 80.03
02/13/2024 09:00:00 | 02/13/2024 09:00:00 | 306.56 | 306.56 | 217.47 | 0 | 89.09
02/13/2024 10:00:00 | 02/13/2024 10:00:00 | 401.86 | 401.86 | 307.59 | 0 | 94.27
02/13/2024 11:00:00 | 02/13/2024 11:00:00 | 467 | 467 | 369.53 | 0 | 97.47
02/13/2024 12:00:00 | 02/13/2024 12:00:00 | 498.85 | 498.85 | 399.04 | 0 | 99.81
02/13/2024 13:00:00 | 02/13/2024 13:00:00 | 455.6 | 455.6 | 360.19 | 0 | 95.41
02/13/2024 14:00:00 | 02/13/2024 14:00:00 | 359.36 | 359.36 | 275.46 | 0 | 83.9
02/13/2024 15:00:00 | 02/13/2024 15:00:00 | 203.34 | 203.34 | 126.14 | 0 | 77.2
02/13/2024 16:00:00 | 02/13/2024 16:00:00 | 68.03 | 68.03 | 34.31 | 0.26 | 33.98
02/13/2024 17:00:00 | 02/13/2024 17:00:00 | 7.9 | 7.9 | 0 | 23.8 | 31.7
02/13/2024 18:00:00 | 02/13/2024 18:00:00 | 0 | 0 | 0 | 32.77 | 32.77
02/13/2024 19:00:00 | 02/13/2024 19:00:00 | 0 | 0 | 0 | 33.28 | 33.28
02/13/2024 20:00:00 | 02/13/2024 20:00:00 | 0 | 0 | 0 | 32.26 | 32.26
02/13/2024 21:00:00 | 02/13/2024 21:00:00 | 0 | 0 | 0 | 32 | 32
02/13/2024 22:00:00 | 02/13/2024 22:00:00 | 0 | 0 | 0 | 31.74 | 31.74
02/13/2024 23:00:00 | 02/13/2024 23:00:00 | 0 | 0 | 0 | 32 | 32
02/14/2024 00:00:00 | 02/14/2024 00:00:00 | 0 | 0 | 0 | 32 | 32
02/14/2024 01:00:00 | 02/14/2024 01:00:00 | 0 | 0 | 0 | 32 | 32
02/14/2024 02:00:00 | 02/14/2024 02:00:00 | 0 | 0 | 0 | 31.75 | 31.75
02/14/2024 03:00:00 | 02/14/2024 03:00:00 | 0 | 0 | 0 | 32 | 32
02/14/2024 04:00:00 | 02/14/2024 04:00:00 | 0 | 0 | 0 | 31.74 | 31.74
02/14/2024 05:00:00 | 02/14/2024 05:00:00 | 0 | 0 | 0 | 31.23 | 31.23
02/14/2024 06:00:00 | 02/14/2024 06:00:00 | 0.02 | 0.02 | 0 | 32.77 | 32.79
02/14/2024 07:00:00 | 02/14/2024 07:00:00 | 52.14 | 52.14 | 15.49 | 16.38 | 53.03
02/14/2024 08:00:00 | 02/14/2024 08:00:00 | 94.03 | 94.03 | 24.06 | 1.8 | 71.77
02/14/2024 09:00:00 | 02/14/2024 09:00:00 | 294.39 | 294.39 | 208.77 | 0 | 85.62
02/14/2024 10:00:00 | 02/14/2024 10:00:00 | 398.77 | 398.77 | 313.02 | 0 | 85.75
02/14/2024 11:00:00 | 02/14/2024 11:00:00 | 462.5 | 462.5 | 371.59 | 0 | 90.91
02/14/2024 12:00:00 | 02/14/2024 12:00:00 | 486.96 | 486.96 | 403.45 | 0 | 83.51
02/14/2024 13:00:00 | 02/14/2024 13:00:00 | 453.11 | 453.11 | 362.31 | 0 | 90.8
02/14/2024 14:00:00 | 02/14/2024 14:00:00 | 342.52 | 342.52 | 260.73 | 0 | 81.79
02/14/2024 15:00:00 | 02/14/2024 15:00:00 | 204.07 | 204.07 | 139.39 | 0 | 64.68
02/14/2024 16:00:00 | 02/14/2024 16:00:00 | 53.85 | 53.85 | 20.04 | 0 | 33.81
02/14/2024 17:00:00 | 02/14/2024 17:00:00 | 8.08 | 8.08 | 0 | 23.29 | 31.37
02/14/2024 18:00:00 | 02/14/2024 18:00:00 | 0 | 0 | 0 | 32.51 | 32.51
02/14/2024 19:00:00 | 02/14/2024 19:00:00 | 0 | 0 | 0 | 33.28 | 33.28
02/14/2024 20:00:00 | 02/14/2024 20:00:00 | 0 | 0 | 0 | 33.03 | 33.03
02/14/2024 21:00:00 | 02/14/2024 21:00:00 | 0 | 0 | 0 | 32.25 | 32.25
02/14/2024 22:00:00 | 02/14/2024 22:00:00 | 0 | 0 | 0 | 32.52 | 32.52
02/14/2024 23:00:00 | 02/14/2024 23:00:00 | 0 | 0 | 0 | 32.25 | 32.25
02/15/2024 00:00:00 | 02/15/2024 00:00:00 | 0 | 0 | 0 | 32.26 | 32.26
02/15/2024 01:00:00 | 02/15/2024 01:00:00 | 0 | 0 | 0 | 31.74 | 31.74
02/15/2024 02:00:00 | 02/15/2024 02:00:00 | 0 | 0 | 0 | 32.51 | 32.51
02/15/2024 03:00:00 | 02/15/2024 03:00:00 | 0 | 0 | 0 | 31.75 | 31.75
02/15/2024 04:00:00 | 02/15/2024 04:00:00 | 0 | 0 | 0 | 32 | 32
02/15/2024 05:00:00 | 02/15/2024 05:00:00 | 0 | 0 | 0 | 32 | 32
02/15/2024 06:00:00 | 02/15/2024 06:00:00 | 0 | 0 | 0 | 33.53 | 33.53
02/15/2024 07:00:00 | 02/15/2024 07:00:00 | 38.69 | 38.69 | 4.35 | 36.61 | 70.95
02/15/2024 08:00:00 | 02/15/2024 08:00:00 | 69.7 | 69.7 | 0.51 | 55.04 | 124.23
02/15/2024 09:00:00 | 02/15/2024 09:00:00 | 269.27 | 269.27 | 161.54 | 0 | 107.73
02/15/2024 10:00:00 | 02/15/2024 10:00:00 | 406.55 | 406.55 | 259.58 | 0 | 146.97
02/15/2024 11:00:00 | 02/15/2024 11:00:00 | 469.71 | 469.71 | 327.42 | 0 | 142.29
02/15/2024 12:00:00 | 02/15/2024 12:00:00 | 490.79 | 490.79 | 387.33 | 0 | 103.46
02/15/2024 13:00:00 | 02/15/2024 13:00:00 | 457.82 | 457.82 | 236.29 | 0.26 | 221.79
02/15/2024 14:00:00 | 02/15/2024 14:00:00 | 347.24 | 347.24 | 165.44 | 5.89 | 187.69
02/15/2024 15:00:00 | 02/15/2024 15:00:00 | 196.33 | 196.33 | 27.65 | 32.25 | 200.93
02/15/2024 16:00:00 | 02/15/2024 16:00:00 | 79.73 | 79.73 | 1.6 | 29.19 | 107.32
02/15/2024 17:00:00 | 02/15/2024 17:00:00 | 9.3 | 9.3 | 0 | 40.44 | 49.74
02/15/2024 18:00:00 | 02/15/2024 18:00:00 | 0 | 0 | 0 | 45.83 | 45.83
02/15/2024 19:00:00 | 02/15/2024 19:00:00 | 0 | 0 | 0 | 45.31 | 45.31
02/15/2024 20:00:00 | 02/15/2024 20:00:00 | 0 | 0 | 0 | 44.8 | 44.8
02/15/2024 21:00:00 | 02/15/2024 21:00:00 | 0 | 0 | 0 | 44.8 | 44.8
02/15/2024 22:00:00 | 02/15/2024 22:00:00 | 0 | 0 | 0 | 45.06 | 45.06
02/15/2024 23:00:00 | 02/15/2024 23:00:00 | 0 | 0 | 0 | 44.8 | 44.8
02/16/2024 00:00:00 | 02/16/2024 00:00:00 | 0 | 0 | 0 | 44.28 | 44.28
02/16/2024 01:00:00 | 02/16/2024 01:00:00 | 0 | 0 | 0 | 44.55 | 44.55
02/16/2024 02:00:00 | 02/16/2024 02:00:00 | 0 | 0 | 0 | 44.54 | 44.54
02/16/2024 03:00:00 | 02/16/2024 03:00:00 | 0 | 0 | 0 | 44.55 | 44.55
02/16/2024 04:00:00 | 02/16/2024 04:00:00 | 0 | 0 | 0 | 45.05 | 45.05
02/16/2024 05:00:00 | 02/16/2024 05:00:00 | 0 | 0 | 0 | 44.03 | 44.03
02/16/2024 06:00:00 | 02/16/2024 06:00:00 | 0.01 | 0.01 | 0 | 45.32 | 45.33
02/16/2024 07:00:00 | 02/16/2024 07:00:00 | 41.83 | 41.83 | 0 | 220.92 | 262.75
02/16/2024 08:00:00 | 02/16/2024 08:00:00 | 195.33 | 195.33 | 2.69 | 274.69 | 467.33
02/16/2024 09:00:00 | 02/16/2024 09:00:00 | 310.26 | 310.26 | 168.44 | 0 | 141.82
02/16/2024 10:00:00 | 02/16/2024 10:00:00 | 402.91 | 402.91 | 190.08 | 0.77 | 213.6
02/16/2024 11:00:00 | 02/16/2024 11:00:00 | 470.9 | 470.9 | 166.66 | 0.77 | 305.01
02/16/2024 12:00:00 | 02/16/2024 12:00:00 | 497.3 | 497.3 | 330.3 | 0 | 167
02/16/2024 13:00:00 | 02/16/2024 13:00:00 | 460.76 | 460.76 | 177.8 | 0.51 | 283.47
02/16/2024 14:00:00 | 02/16/2024 14:00:00 | 356.25 | 356.25 | 148.03 | 39.68 | 247.9
02/16/2024 15:00:00 | 02/16/2024 15:00:00 | 212.32 | 212.32 | 0 | 236.54 | 448.86
02/16/2024 16:00:00 | 02/16/2024 16:00:00 | 74.85 | 74.85 | 0 | 110.85 | 185.7
02/16/2024 17:00:00 | 02/16/2024 17:00:00 | 6.45 | 6.45 | 0 | 158.47 | 164.92
02/16/2024 18:00:00 | 02/16/2024 18:00:00 | 0 | 0 | 0 | 166.14 | 166.14
02/16/2024 19:00:00 | 02/16/2024 19:00:00 | 0 | 0 | 0 | 165.63 | 165.63
02/16/2024 20:00:00 | 02/16/2024 20:00:00 | 0 | 0 | 0 | 165.12 | 165.12
02/16/2024 21:00:00 | 02/16/2024 21:00:00 | 0 | 0 | 0 | 163.84 | 163.84
02/16/2024 22:00:00 | 02/16/2024 22:00:00 | 0 | 0 | 0 | 163.07 | 163.07
02/16/2024 23:00:00 | 02/16/2024 23:00:00 | 0 | 0 | 0 | 163.33 | 163.33
02/17/2024 00:00:00 | 02/17/2024 00:00:00 | 0 | 0 | 0 | 163.07 | 163.07
02/17/2024 01:00:00 | 02/17/2024 01:00:00 | 0 | 0 | 0 | 163.08 | 163.08
02/17/2024 02:00:00 | 02/17/2024 02:00:00 | 0 | 0 | 0 | 163.32 | 163.32
02/17/2024 03:00:00 | 02/17/2024 03:00:00 | 0 | 0 | 0 | 162.82 | 162.82
02/17/2024 04:00:00 | 02/17/2024 04:00:00 | 0 | 0 | 0 | 163.84 | 163.84
02/17/2024 05:00:00 | 02/17/2024 05:00:00 | 0 | 0 | 0 | 163.33 | 163.33
02/17/2024 06:00:00 | 02/17/2024 06:00:00 | 0.11 | 0.11 | 0 | 163.84 | 163.95
02/17/2024 07:00:00 | 02/17/2024 07:00:00 | 44.16 | 44.16 | 0 | 118.53 | 162.69
02/17/2024 08:00:00 | 02/17/2024 08:00:00 | 157.66 | 157.66 | 8.57 | 18.68 | 167.77
02/17/2024 09:00:00 | 02/17/2024 09:00:00 | 292.47 | 292.47 | 118.34 | 2.31 | 176.44
02/17/2024 10:00:00 | 02/17/2024 10:00:00 | 347.53 | 347.53 | 167.94 | 0 | 179.59
02/17/2024 11:00:00 | 02/17/2024 11:00:00 | 464.71 | 464.71 | 276.41 | 0 | 188.3
02/17/2024 12:00:00 | 02/17/2024 12:00:00 | 481.56 | 481.56 | 294.21 | 0 | 187.35
02/17/2024 13:00:00 | 02/17/2024 13:00:00 | 480.14 | 480.14 | 292.86 | 0 | 187.28
02/17/2024 14:00:00 | 02/17/2024 14:00:00 | 366.89 | 366.89 | 187.4 | 0 | 179.49
02/17/2024 15:00:00 | 02/17/2024 15:00:00 | 161.21 | 161.21 | 20.6 | 26.11 | 166.72
02/17/2024 16:00:00 | 02/17/2024 16:00:00 | 52.73 | 52.73 | 0 | 108.29 | 161.02
02/17/2024 17:00:00 | 02/17/2024 17:00:00 | 3.43 | 3.43 | 0 | 157.95 | 161.38
02/17/2024 18:00:00 | 02/17/2024 18:00:00 | 0 | 0 | 0 | 164.1 | 164.1
02/17/2024 19:00:00 | 02/17/2024 19:00:00 | 0 | 0 | 0 | 164.35 | 164.35
02/17/2024 20:00:00 | 02/17/2024 20:00:00 | 0 | 0 | 0 | 164.61 | 164.61
02/17/2024 21:00:00 | 02/17/2024 21:00:00 | 0 | 0 | 0 | 165.37 | 165.37
02/17/2024 22:00:00 | 02/17/2024 22:00:00 | 0 | 0 | 0 | 165.12 | 165.12
02/17/2024 23:00:00 | 02/17/2024 23:00:00 | 0 | 0 | 0 | 165.63 | 165.63
02/18/2024 00:00:00 | 02/18/2024 00:00:00 | 0 | 0 | 0 | 165.64 | 165.64
02/18/2024 01:00:00 | 02/18/2024 01:00:00 | 0 | 0 | 0 | 164.86 | 164.86
02/18/2024 02:00:00 | 02/18/2024 02:00:00 | 0 | 0 | 0 | 165.12 | 165.12
02/18/2024 03:00:00 | 02/18/2024 03:00:00 | 0 | 0 | 0 | 165.12 | 165.12
02/18/2024 04:00:00 | 02/18/2024 04:00:00 | 0 | 0 | 0 | 165.12 | 165.12
02/18/2024 05:00:00 | 02/18/2024 05:00:00 | 0 | 0 | 0 | 164.61 | 164.61
02/18/2024 06:00:00 | 02/18/2024 06:00:00 | 0 | 0 | 0 | 164.09 | 164.09
02/18/2024 07:00:00 | 02/18/2024 07:00:00 | 11.73 | 11.73 | 0 | 150.53 | 162.26
02/18/2024 08:00:00 | 02/18/2024 08:00:00 | 42.54 | 42.54 | 0 | 119.81 | 162.35
02/18/2024 09:00:00 | 02/18/2024 09:00:00 | 88.2 | 88.2 | 0 | 76.54 | 164.74
02/18/2024 10:00:00 | 02/18/2024 10:00:00 | 133.69 | 133.69 | 0.96 | 35.59 | 168.32
02/18/2024 11:00:00 | 02/18/2024 11:00:00 | 214.92 | 214.92 | 52.1 | 9.73 | 172.55
02/18/2024 12:00:00 | 02/18/2024 12:00:00 | 266.38 | 266.38 | 92.48 | 1.79 | 175.69
02/18/2024 13:00:00 | 02/18/2024 13:00:00 | 328.81 | 328.81 | 153.6 | 4.86 | 180.07
02/18/2024 14:00:00 | 02/18/2024 14:00:00 | 246.52 | 246.52 | 84.61 | 12.29 | 174.2
02/18/2024 15:00:00 | 02/18/2024 15:00:00 | 104.32 | 104.32 | 0 | 61.7 | 166.02
02/18/2024 16:00:00 | 02/18/2024 16:00:00 | 44.37 | 44.37 | 0 | 117.5 | 161.87
02/18/2024 17:00:00 | 02/18/2024 17:00:00 | 3.49 | 3.49 | 0 | 157.18 | 160.67
02/18/2024 18:00:00 | 02/18/2024 18:00:00 | 0 | 0 | 0 | 164.61 | 164.61
02/18/2024 19:00:00 | 02/18/2024 19:00:00 | 0 | 0 | 0 | 164.61 | 164.61
02/18/2024 20:00:00 | 02/18/2024 20:00:00 | 0 | 0 | 0 | 164.61 | 164.61
02/18/2024 21:00:00 | 02/18/2024 21:00:00 |  |  |  | 164.86 | 164.86
02/18/2024 22:00:00 | 02/18/2024 22:00:00 | 0 | 0 | 0 | 164.87 | 164.87
02/18/2024 23:00:00 | 02/18/2024 23:00:00 | 0 | 0 | 0 | 165.63 | 165.63
02/19/2024 00:00:00 | 02/19/2024 00:00:00 | 0 | 0 | 0 | 164.86 | 164.86
02/19/2024 01:00:00 | 02/19/2024 01:00:00 | 0 | 0 | 0 | 165.12 | 165.12
02/19/2024 02:00:00 | 02/19/2024 02:00:00 | 0 | 0 | 0 | 164.61 | 164.61
02/19/2024 03:00:00 | 02/19/2024 03:00:00 | 0 | 0 | 0 | 164.86 | 164.86
02/19/2024 04:00:00 | 02/19/2024 04:00:00 | 0 | 0 | 0 | 164.87 | 164.87
02/19/2024 05:00:00 | 02/19/2024 05:00:00 | 0 | 0 | 0 | 165.37 | 165.37
02/19/2024 06:00:00 | 02/19/2024 06:00:00 | 0 | 0 | 0 | 172.8 | 172.8
02/19/2024 07:00:00 | 02/19/2024 07:00:00 | 5.44 | 5.44 | 0 | 401.41 | 406.85
02/19/2024 08:00:00 | 02/19/2024 08:00:00 | 59.38 | 59.38 | 0 | 487.43 | 546.81
02/19/2024 09:00:00 | 02/19/2024 09:00:00 | 91.42 | 91.42 | 0 | 431.36 | 522.78
02/19/2024 10:00:00 | 02/19/2024 10:00:00 | 225.16 | 225.16 | 0 | 168.96 | 394.12
02/19/2024 11:00:00 | 02/19/2024 11:00:00 | 401.27 | 401.27 | 60.61 | 120.57 | 461.23
02/19/2024 12:00:00 | 02/19/2024 12:00:00 | 517.83 | 517.83 | 260.22 | 0 | 257.61
02/19/2024 13:00:00 | 02/19/2024 13:00:00 | 502.26 | 502.26 | 248.32 | 0.26 | 254.2
02/19/2024 14:00:00 | 02/19/2024 14:00:00 | 254.36 | 254.36 | 71.36 | 52.48 | 235.48
02/19/2024 15:00:00 | 02/19/2024 15:00:00 | 35.32 | 35.32 | 0 | 191.49 | 226.81
02/19/2024 16:00:00 | 02/19/2024 16:00:00 | 33.72 | 33.72 | 0 | 193.28 | 227
02/19/2024 17:00:00 | 02/19/2024 17:00:00 | 7.56 | 7.56 | 0 | 219.64 | 227.2
02/19/2024 18:00:00 | 02/19/2024 18:00:00 | 0 | 0 | 0 | 228.87 | 228.87
02/19/2024 19:00:00 | 02/19/2024 19:00:00 | 0 | 0 | 0 | 230.91 | 230.91
02/19/2024 20:00:00 | 02/19/2024 20:00:00 | 0 | 0 | 0 | 222.72 | 222.72
02/19/2024 21:00:00 | 02/19/2024 21:00:00 | 0 | 0 | 0 | 220.42 | 220.42
02/19/2024 22:00:00 | 02/19/2024 22:00:00 | 0 | 0 | 0 | 219.13 | 219.13
02/19/2024 23:00:00 | 02/19/2024 23:00:00 | 0 | 0 | 0 | 215.55 | 215.55
02/20/2024 00:00:00 | 02/20/2024 00:00:00 | 0 | 0 | 0 | 208.9 | 208.9
02/20/2024 01:00:00 | 02/20/2024 01:00:00 | 0 | 0 | 0 | 207.87 | 207.87
02/20/2024 02:00:00 | 02/20/2024 02:00:00 | 0 | 0 | 0 | 207.62 | 207.62
02/20/2024 03:00:00 | 02/20/2024 03:00:00 | 0 | 0 | 0 | 208.89 | 208.89
02/20/2024 04:00:00 | 02/20/2024 04:00:00 | 0 | 0 | 0 | 209.92 | 209.92
02/20/2024 05:00:00 | 02/20/2024 05:00:00 | 0 | 0 | 0 | 208.9 | 208.9
02/20/2024 06:00:00 | 02/20/2024 06:00:00 | 0.15 | 0.15 | 0 | 217.34 | 217.49
02/20/2024 07:00:00 | 02/20/2024 07:00:00 | 66.48 | 66.48 | 0 | 446.21 | 512.69
02/20/2024 08:00:00 | 02/20/2024 08:00:00 | 228.94 | 228.94 | 0 | 395.52 | 624.46
02/20/2024 09:00:00 | 02/20/2024 09:00:00 | 357.27 | 357.27 | 41.98 | 97.79 | 413.08
02/20/2024 10:00:00 | 02/20/2024 10:00:00 | 423.96 | 423.96 | 26.76 | 138.76 | 535.96
02/20/2024 11:00:00 | 02/20/2024 11:00:00 | 498.06 | 498.06 | 40.64 | 61.69 | 519.11
02/20/2024 12:00:00 | 02/20/2024 12:00:00 | 516.8 | 516.8 | 4.35 | 206.59 | 719.04
02/20/2024 13:00:00 | 02/20/2024 13:00:00 | 486.59 | 486.59 | 15.74 | 88.58 | 559.43
02/20/2024 14:00:00 | 02/20/2024 14:00:00 | 396.39 | 396.39 | 0 | 353.28 | 749.67
02/20/2024 15:00:00 | 02/20/2024 15:00:00 | 270.21 | 270.21 | 0 | 171.26 | 441.47
02/20/2024 16:00:00 | 02/20/2024 16:00:00 | 98.65 | 98.65 | 0 | 258.56 | 357.21
02/20/2024 17:00:00 | 02/20/2024 17:00:00 | 11.73 | 11.73 | 0 | 341.51 | 353.24
02/20/2024 18:00:00 | 02/20/2024 18:00:00 | 0 | 0 | 0 | 355.07 | 355.07
02/20/2024 19:00:00 | 02/20/2024 19:00:00 | 0 | 0 | 0 | 355.58 | 355.58
02/20/2024 20:00:00 | 02/20/2024 20:00:00 | 0 | 0 | 0 | 356.87 | 356.87
02/20/2024 21:00:00 | 02/20/2024 21:00:00 | 0 | 0 | 0 | 356.61 | 356.61
02/20/2024 22:00:00 | 02/20/2024 22:00:00 | 0 | 0 | 0 | 357.63 | 357.63
02/20/2024 23:00:00 | 02/20/2024 23:00:00 | 0 | 0 | 0 | 360.45 | 360.45
02/21/2024 00:00:00 | 02/21/2024 00:00:00 | 0 | 0 | 0 | 359.42 | 359.42
02/21/2024 01:00:00 | 02/21/2024 01:00:00 | 0 | 0 | 0 | 359.17 | 359.17
02/21/2024 02:00:00 | 02/21/2024 02:00:00 | 0 | 0 | 0 | 358.91 | 358.91
02/21/2024 03:00:00 | 02/21/2024 03:00:00 | 0 | 0 | 0 | 358.91 | 358.91
02/21/2024 04:00:00 | 02/21/2024 04:00:00 | 0 | 0 | 0 | 358.66 | 358.66
02/21/2024 05:00:00 | 02/21/2024 05:00:00 | 0 | 0 | 0 | 358.14 | 358.14
02/21/2024 06:00:00 | 02/21/2024 06:00:00 | 0.11 | 0.11 | 0 | 358.91 | 359.02
02/21/2024 07:00:00 | 02/21/2024 07:00:00 | 25.06 | 25.06 | 0 | 755.97 | 781.03
02/21/2024 08:00:00 | 02/21/2024 08:00:00 | 174.22 | 174.22 | 0 | 656.39 | 830.61
02/21/2024 09:00:00 | 02/21/2024 09:00:00 | 272.66 | 272.66 | 0 | 454.4 | 727.06
02/21/2024 10:00:00 | 02/21/2024 10:00:00 | 432.82 | 432.82 | 0 | 397.82 | 830.64
02/21/2024 11:00:00 | 02/21/2024 11:00:00 | 511.33 | 511.33 | 8.96 | 169.73 | 672.1
02/21/2024 12:00:00 | 02/21/2024 12:00:00 | 530.26 | 530.26 | 23.17 | 246.27 | 753.36
02/21/2024 13:00:00 | 02/21/2024 13:00:00 | 494.61 | 494.61 | 31.42 | 63.49 | 526.68
02/21/2024 14:00:00 | 02/21/2024 14:00:00 | 324.23 | 324.23 | 0.07 | 538.11 | 862.27
02/21/2024 15:00:00 | 02/21/2024 15:00:00 | 238.76 | 238.76 | 0 | 393.98 | 632.74
02/21/2024 16:00:00 | 02/21/2024 16:00:00 | 93.49 | 93.49 | 0 | 377.86 | 471.35
02/21/2024 17:00:00 | 02/21/2024 17:00:00 | 10.17 | 10.17 | 0 | 548.61 | 558.78
02/21/2024 18:00:00 | 02/21/2024 18:00:00 | 0 | 0 | 0 | 336.64 | 336.64
02/21/2024 19:00:00 | 02/21/2024 19:00:00 | 0 | 0 | 0 | 362.75 | 362.75
02/21/2024 20:00:00 | 02/21/2024 20:00:00 | 0 | 0 | 0 | 369.66 | 369.66
02/21/2024 21:00:00 | 02/21/2024 21:00:00 | 0 | 0 | 0 | 354.31 | 354.31
02/21/2024 22:00:00 | 02/21/2024 22:00:00 | 0 | 0 | 0 | 350.46 | 350.46
02/21/2024 23:00:00 | 02/21/2024 23:00:00 | 0 | 0 | 0 | 352 | 352
02/22/2024 00:00:00 | 02/22/2024 00:00:00 | 0 | 0 | 0 | 349.95 | 349.95
02/22/2024 01:00:00 | 02/22/2024 01:00:00 | 0 | 0 | 0 | 346.12 | 346.12
02/22/2024 02:00:00 | 02/22/2024 02:00:00 | 0 | 0 | 0 | 314.11 | 314.11
02/22/2024 03:00:00 | 02/22/2024 03:00:00 | 0 | 0 | 0 | 312.32 | 312.32
02/22/2024 04:00:00 | 02/22/2024 04:00:00 | 0 | 0 | 0 | 312.06 | 312.06
02/22/2024 05:00:00 | 02/22/2024 05:00:00 | 0 | 0 | 0 | 311.04 | 311.04
02/22/2024 06:00:00 | 02/22/2024 06:00:00 | 0 | 0 | 0 | 483.07 | 483.07
02/22/2024 07:00:00 | 02/22/2024 07:00:00 | 10.98 | 10.98 | 0 | 831.24 | 842.22
02/22/2024 08:00:00 | 02/22/2024 08:00:00 | 66.36 | 66.36 | 0 | 967.16 | 1033.52
02/22/2024 09:00:00 | 02/22/2024 09:00:00 | 80.89 | 80.89 | 0 | 914.95 | 995.84
02/22/2024 10:00:00 | 02/22/2024 10:00:00 | 56.92 | 56.92 | 0 | 750.08 | 807
02/22/2024 11:00:00 | 02/22/2024 11:00:00 | 84.88 | 84.88 | 0 | 869.89 | 954.77
02/22/2024 12:00:00 | 02/22/2024 12:00:00 | 62.45 | 62.45 | 0 | 973.05 | 1035.5
02/22/2024 13:00:00 | 02/22/2024 13:00:00 | 44.72 | 44.72 | 0 | 677.63 | 722.35
02/22/2024 14:00:00 | 02/22/2024 14:00:00 | 31.38 | 31.38 | 0 | 824.58 | 855.96
02/22/2024 15:00:00 | 02/22/2024 15:00:00 | 31.04 | 31.04 | 0 | 726.78 | 757.82
02/22/2024 16:00:00 | 02/22/2024 16:00:00 | 8.84 | 8.84 | 0 | 680.71 | 689.55
02/22/2024 17:00:00 | 02/22/2024 17:00:00 | 1.31 | 1.31 | 0 | 823.04 | 824.35
02/22/2024 18:00:00 | 02/22/2024 18:00:00 | 0 | 0 | 0 | 776.19 | 776.19
02/22/2024 19:00:00 | 02/22/2024 19:00:00 | 0 | 0 | 0 | 675.07 | 675.07
02/22/2024 20:00:00 | 02/22/2024 20:00:00 | 0 | 0 | 0 | 590.08 | 590.08
02/22/2024 21:00:00 | 02/22/2024 21:00:00 | 0 | 0 | 0 | 626.43 | 626.43
02/22/2024 22:00:00 | 02/22/2024 22:00:00 | 0 | 0 | 0 | 448.77 | 448.77
02/22/2024 23:00:00 | 02/22/2024 23:00:00 | 0 | 0 | 0 | 448.51 | 448.51
02/23/2024 00:00:00 | 02/23/2024 00:00:00 | 0 | 0 | 0 | 441.86 | 441.86
02/23/2024 01:00:00 | 02/23/2024 01:00:00 | 0 | 0 | 0 | 434.18 | 434.18
02/23/2024 02:00:00 | 02/23/2024 02:00:00 | 0 | 0 | 0 | 436.99 | 436.99
02/23/2024 03:00:00 | 02/23/2024 03:00:00 | 0 | 0 | 0 | 440.06 | 440.06
02/23/2024 04:00:00 | 02/23/2024 04:00:00 | 0 | 0 | 0 | 439.3 | 439.3
02/23/2024 05:00:00 | 02/23/2024 05:00:00 | 0 | 0 | 0 | 438.27 | 438.27
02/23/2024 06:00:00 | 02/23/2024 06:00:00 | 0 | 0 | 0 | 452.61 | 452.61
02/23/2024 07:00:00 | 02/23/2024 07:00:00 | 1.92 | 1.92 | 0 | 777.98 | 779.9
02/23/2024 08:00:00 | 02/23/2024 08:00:00 | 10.27 | 10.27 | 0 | 803.59 | 813.86
02/23/2024 09:00:00 | 02/23/2024 09:00:00 | 16.97 | 16.97 | 0 | 598.52 | 615.49
02/23/2024 10:00:00 | 02/23/2024 10:00:00 | 24.65 | 24.65 | 0 | 746.76 | 771.41
02/23/2024 11:00:00 | 02/23/2024 11:00:00 | 26.41 | 26.41 | 0 | 801.02 | 827.43
02/23/2024 12:00:00 | 02/23/2024 12:00:00 | 21.5 | 21.5 | 0 | 965.38 | 986.88
02/23/2024 13:00:00 | 02/23/2024 13:00:00 | 20.16 | 20.16 | 0 | 941.56 | 961.72
02/23/2024 14:00:00 | 02/23/2024 14:00:00 | 12.11 | 12.11 | 0 | 887.04 | 899.15
02/23/2024 15:00:00 | 02/23/2024 15:00:00 | 9.35 | 9.35 | 0 | 691.2 | 700.55
02/23/2024 16:00:00 | 02/23/2024 16:00:00 | 4.11 | 4.11 | 0 | 647.17 | 651.28
02/23/2024 17:00:00 | 02/23/2024 17:00:00 | 0.15 | 0.15 | 0 | 705.54 | 705.69
02/23/2024 18:00:00 | 02/23/2024 18:00:00 | 0 | 0 | 0 | 746.75 | 746.75
02/23/2024 19:00:00 | 02/23/2024 19:00:00 | 0 | 0 | 0 | 734.72 | 734.72
02/23/2024 20:00:00 | 02/23/2024 20:00:00 | 0 | 0 | 0 | 723.46 | 723.46
02/23/2024 21:00:00 | 02/23/2024 21:00:00 | 0 | 0 | 0 | 710.91 | 710.91
02/23/2024 22:00:00 | 02/23/2024 22:00:00 | 0 | 0 | 0 | 489.98 | 489.98
02/23/2024 23:00:00 | 02/23/2024 23:00:00 | 0 | 0 | 0 | 483.84 | 483.84
02/24/2024 00:00:00 | 02/24/2024 00:00:00 | 0 | 0 | 0 | 459.01 | 459.01
02/24/2024 01:00:00 | 02/24/2024 01:00:00 | 0 | 0 | 0 | 459.78 | 459.78
02/24/2024 02:00:00 | 02/24/2024 02:00:00 | 0 | 0 | 0 | 460.54 | 460.54
02/24/2024 03:00:00 | 02/24/2024 03:00:00 | 0 | 0 | 0 | 460.8 | 460.8
02/24/2024 04:00:00 | 02/24/2024 04:00:00 | 0 | 0 | 0 | 452.61 | 452.61
02/24/2024 05:00:00 | 02/24/2024 05:00:00 | 0 | 0 | 0 | 441.09 | 441.09
02/24/2024 06:00:00 | 02/24/2024 06:00:00 | 0.09 | 0.09 | 0 | 484.09 | 484.18
02/24/2024 07:00:00 | 02/24/2024 07:00:00 | 19.65 | 19.65 | 0 | 625.92 | 645.57
02/24/2024 08:00:00 | 02/24/2024 08:00:00 | 111.76 | 111.76 | 0 | 637.95 | 749.71
02/24/2024 09:00:00 | 02/24/2024 09:00:00 | 273.55 | 273.55 | 0 | 273.16 | 546.71
02/24/2024 10:00:00 | 02/24/2024 10:00:00 | 467.19 | 467.19 | 0.64 | 282.62 | 749.17
02/24/2024 11:00:00 | 02/24/2024 11:00:00 | 480.58 | 480.58 | 0.19 | 262.4 | 742.79
02/24/2024 12:00:00 | 02/24/2024 12:00:00 | 373.4 | 373.4 | 0 | 455.42 | 828.82
02/24/2024 13:00:00 | 02/24/2024 13:00:00 | 384.56 | 384.56 | 9.54 | 178.18 | 553.2
02/24/2024 14:00:00 | 02/24/2024 14:00:00 | 348.49 | 348.49 | 0 | 146.94 | 495.43
02/24/2024 15:00:00 | 02/24/2024 15:00:00 | 284.77 | 284.77 | 0 | 204.29 | 489.06
02/24/2024 16:00:00 | 02/24/2024 16:00:00 | 106.61 | 106.61 | 0 | 352.26 | 458.87
02/24/2024 17:00:00 | 02/24/2024 17:00:00 | 27.25 | 27.25 | 0 | 431.87 | 459.12
02/24/2024 18:00:00 | 02/24/2024 18:00:00 | 0 | 0 | 0 | 447.23 | 447.23
02/24/2024 19:00:00 | 02/24/2024 19:00:00 | 0 | 0 | 0 | 443.91 | 443.91
02/24/2024 20:00:00 | 02/24/2024 20:00:00 | 0 | 0 | 0 | 438.78 | 438.78
02/24/2024 21:00:00 | 02/24/2024 21:00:00 | 0 | 0 | 0 | 436.22 | 436.22
02/24/2024 22:00:00 | 02/24/2024 22:00:00 | 0 | 0 | 0 | 436.74 | 436.74
02/24/2024 23:00:00 | 02/24/2024 23:00:00 | 0 | 0 | 0 | 437.76 | 437.76
02/25/2024 00:00:00 | 02/25/2024 00:00:00 | 0 | 0 | 0 | 434.94 | 434.94
02/25/2024 01:00:00 | 02/25/2024 01:00:00 | 0 | 0 | 0 | 416 | 416
02/25/2024 02:00:00 | 02/25/2024 02:00:00 | 0 | 0 | 0 | 414.72 | 414.72
02/25/2024 03:00:00 | 02/25/2024 03:00:00 | 0 | 0 | 0 | 414.21 | 414.21
02/25/2024 04:00:00 | 02/25/2024 04:00:00 | 0 | 0 | 0 | 408.58 | 408.58
02/25/2024 05:00:00 | 02/25/2024 05:00:00 | 0 | 0 | 0 | 405.76 | 405.76
02/25/2024 06:00:00 | 02/25/2024 06:00:00 | 0.17 | 0.17 | 0 | 409.34 | 409.51
02/25/2024 07:00:00 | 02/25/2024 07:00:00 | 31.05 | 31.05 | 0 | 384.26 | 415.31
02/25/2024 08:00:00 | 02/25/2024 08:00:00 | 56.37 | 56.37 | 0 | 355.84 | 412.21
02/25/2024 09:00:00 | 02/25/2024 09:00:00 | 242.85 | 242.85 | 13.12 | 191.23 | 420.96
02/25/2024 10:00:00 | 02/25/2024 10:00:00 | 254.65 | 254.65 | 7.61 | 167.42 | 414.46
02/25/2024 11:00:00 | 02/25/2024 11:00:00 | 280.36 | 280.36 | 25.35 | 112.13 | 367.14
02/25/2024 12:00:00 | 02/25/2024 12:00:00 | 249.97 | 249.97 | 21.69 | 128 | 356.28
02/25/2024 13:00:00 | 02/25/2024 13:00:00 | 408.56 | 408.56 | 91.27 | 45.83 | 363.12
02/25/2024 14:00:00 | 02/25/2024 14:00:00 | 280.26 | 280.26 | 39.68 | 115.2 | 355.78
02/25/2024 15:00:00 | 02/25/2024 15:00:00 | 170.72 | 170.72 | 5.76 | 182.01 | 346.97
02/25/2024 16:00:00 | 02/25/2024 16:00:00 | 66 | 66 | 0 | 273.67 | 339.67
02/25/2024 17:00:00 | 02/25/2024 17:00:00 | 27.13 | 27.13 | 0 | 310.78 | 337.91
02/25/2024 18:00:00 | 02/25/2024 18:00:00 | 0 | 0 | 0 | 336.9 | 336.9
02/25/2024 19:00:00 | 02/25/2024 19:00:00 | 0 | 0 | 0 | 339.71 | 339.71
02/25/2024 20:00:00 | 02/25/2024 20:00:00 | 0 | 0 | 0 | 337.92 | 337.92
02/25/2024 21:00:00 | 02/25/2024 21:00:00 | 0 | 0 | 0 | 340.48 | 340.48
02/25/2024 22:00:00 | 02/25/2024 22:00:00 | 0 | 0 | 0 | 337.15 | 337.15
02/25/2024 23:00:00 | 02/25/2024 23:00:00 | 0 | 0 | 0 | 337.41 | 337.41
02/26/2024 00:00:00 | 02/26/2024 00:00:00 | 0 | 0 | 0 | 330.49 | 330.49
02/26/2024 01:00:00 | 02/26/2024 01:00:00 | 0 | 0 | 0 | 338.18 | 338.18
02/26/2024 02:00:00 | 02/26/2024 02:00:00 | 0 | 0 | 0 | 344.06 | 344.06
02/26/2024 03:00:00 | 02/26/2024 03:00:00 | 0 | 0 | 0 | 340.48 | 340.48
02/26/2024 04:00:00 | 02/26/2024 04:00:00 | 0 | 0 | 0 | 343.56 | 343.56
02/26/2024 05:00:00 | 02/26/2024 05:00:00 | 0 | 0 | 0 | 342.52 | 342.52
02/26/2024 06:00:00 | 02/26/2024 06:00:00 | 1.14 | 1.14 | 0 | 418.05 | 419.19
02/26/2024 07:00:00 | 02/26/2024 07:00:00 | 44.78 | 44.78 | 0 | 674.31 | 719.09
02/26/2024 08:00:00 | 02/26/2024 08:00:00 | 146.65 | 146.65 | 0 | 836.35 | 983
02/26/2024 09:00:00 | 02/26/2024 09:00:00 | 220.44 | 220.44 | 0 | 645.89 | 866.33
02/26/2024 10:00:00 | 02/26/2024 10:00:00 | 252.96 | 252.96 | 0 | 642.56 | 895.52
02/26/2024 11:00:00 | 02/26/2024 11:00:00 | 296.61 | 296.61 | 0 | 461.82 | 758.43
02/26/2024 12:00:00 | 02/26/2024 12:00:00 | 383.71 | 383.71 | 0 | 379.14 | 762.85
02/26/2024 13:00:00 | 02/26/2024 13:00:00 | 244.31 | 244.31 | 0 | 835.07 | 1079.38
02/26/2024 14:00:00 | 02/26/2024 14:00:00 | 192.19 | 192.19 | 0 | 684.03 | 876.22
02/26/2024 15:00:00 | 02/26/2024 15:00:00 | 89.15 | 89.15 | 0 | 631.81 | 720.96
02/26/2024 16:00:00 | 02/26/2024 16:00:00 | 24.85 | 24.85 | 0 | 641.02 | 665.87
02/26/2024 17:00:00 | 02/26/2024 17:00:00 | 11.49 | 11.49 | 0 | 636.42 | 647.91
02/26/2024 18:00:00 | 02/26/2024 18:00:00 | 0 | 0 | 0 | 752.64 | 752.64
02/26/2024 19:00:00 | 02/26/2024 19:00:00 | 0 | 0 | 0 | 757.25 | 757.25
02/26/2024 20:00:00 | 02/26/2024 20:00:00 | 0 | 0 | 0 | 754.94 | 754.94
02/26/2024 21:00:00 | 02/26/2024 21:00:00 | 0 | 0 | 0 | 553.98 | 553.98
02/26/2024 22:00:00 | 02/26/2024 22:00:00 | 0 | 0 | 0 | 451.33 | 451.33
02/26/2024 23:00:00 | 02/26/2024 23:00:00 | 0 | 0 | 0 | 453.12 | 453.12
02/27/2024 00:00:00 | 02/27/2024 00:00:00 | 0 | 0 | 0 | 451.84 | 451.84
02/27/2024 01:00:00 | 02/27/2024 01:00:00 | 0 | 0 | 0 | 450.05 | 450.05
02/27/2024 02:00:00 | 02/27/2024 02:00:00 | 0 | 0 | 0 | 450.05 | 450.05
02/27/2024 03:00:00 | 02/27/2024 03:00:00 | 0 | 0 | 0 | 446.97 | 446.97
02/27/2024 04:00:00 | 02/27/2024 04:00:00 | 0 | 0 | 0 | 443.14 | 443.14
02/27/2024 05:00:00 | 02/27/2024 05:00:00 | 0 | 0 | 0 | 434.94 | 434.94
02/27/2024 06:00:00 | 02/27/2024 06:00:00 | 0 | 0 | 0 | 695.3 | 695.3
02/27/2024 07:00:00 | 02/27/2024 07:00:00 | 12.51 | 12.51 | 0 | 1109.76 | 1122.27
02/27/2024 08:00:00 | 02/27/2024 08:00:00 | 29.15 | 29.15 | 0 | 1060.61 | 1089.76
02/27/2024 09:00:00 | 02/27/2024 09:00:00 | 55.39 | 55.39 | 0 | 859.13 | 914.52
02/27/2024 10:00:00 | 02/27/2024 10:00:00 | 95.86 | 95.86 | 0 | 850.69 | 946.55
02/27/2024 11:00:00 | 02/27/2024 11:00:00 | 74.46 | 74.46 | 0 | 1157.38 | 1231.84
02/27/2024 12:00:00 | 02/27/2024 12:00:00 | 88.75 | 88.75 | 0 | 932.35 | 1021.1
02/27/2024 13:00:00 | 02/27/2024 13:00:00 | 123.84 | 123.84 | 0 | 838.4 | 962.24
02/27/2024 14:00:00 | 02/27/2024 14:00:00 | 106.64 | 106.64 | 0 | 1017.34 | 1123.98
02/27/2024 15:00:00 | 02/27/2024 15:00:00 | 56.95 | 56.95 | 0 | 829.96 | 886.91
02/27/2024 16:00:00 | 02/27/2024 16:00:00 | 20.14 | 20.14 | 0 | 831.48 | 851.62
02/27/2024 17:00:00 | 02/27/2024 17:00:00 | 5.95 | 5.95 | 0 | 791.04 | 796.99
02/27/2024 18:00:00 | 02/27/2024 18:00:00 | 0 | 0 | 0 | 750.6 | 750.6
02/27/2024 19:00:00 | 02/27/2024 19:00:00 | 0 | 0 | 0 | 655.61 | 655.61
02/27/2024 20:00:00 | 02/27/2024 20:00:00 | 0 | 0 | 0 | 760.07 | 760.07
02/27/2024 21:00:00 | 02/27/2024 21:00:00 | 0 | 0 | 0 | 728.83 | 728.83
02/27/2024 22:00:00 | 02/27/2024 22:00:00 | 0 | 0 | 0 | 540.67 | 540.67
02/27/2024 23:00:00 | 02/27/2024 23:00:00 | 0 | 0 | 0 | 538.88 | 538.88
02/28/2024 00:00:00 | 02/28/2024 00:00:00 | 0 | 0 | 0 | 530.69 | 530.69
02/28/2024 01:00:00 | 02/28/2024 01:00:00 | 0 | 0 | 0 | 532.22 | 532.22
02/28/2024 02:00:00 | 02/28/2024 02:00:00 | 0 | 0 | 0 | 532.99 | 532.99
02/28/2024 03:00:00 | 02/28/2024 03:00:00 | 0 | 0 | 0 | 532.48 | 532.48
02/28/2024 04:00:00 | 02/28/2024 04:00:00 | 0 | 0 | 0 | 529.67 | 529.67
02/28/2024 05:00:00 | 02/28/2024 05:00:00 | 0 | 0 | 0 | 534.27 | 534.27
02/28/2024 06:00:00 | 02/28/2024 06:00:00 | 0 | 0 | 0 | 545.54 | 545.54
02/28/2024 07:00:00 | 02/28/2024 07:00:00 | 6.32 | 6.32 | 0 | 924.41 | 930.73
02/28/2024 08:00:00 | 02/28/2024 08:00:00 | 45.58 | 45.58 | 0 | 805.12 | 850.7
02/28/2024 09:00:00 | 02/28/2024 09:00:00 | 126.5 | 126.5 | 0 | 700.67 | 827.17
02/28/2024 10:00:00 | 02/28/2024 10:00:00 | 242.81 | 242.81 | 0 | 496.39 | 739.2
02/28/2024 11:00:00 | 02/28/2024 11:00:00 | 239.49 | 239.49 | 0 | 448 | 687.49
02/28/2024 12:00:00 | 02/28/2024 12:00:00 | 517.07 | 517.07 | 0.76 | 284.16 | 800.47
02/28/2024 13:00:00 | 02/28/2024 13:00:00 | 320.58 | 320.58 | 0 | 475.65 | 796.23
02/28/2024 14:00:00 | 02/28/2024 14:00:00 | 89.35 | 89.35 | 0 | 629.24 | 718.59
02/28/2024 15:00:00 | 02/28/2024 15:00:00 | 96.98 | 96.98 | 0 | 734.98 | 831.96
02/28/2024 16:00:00 | 02/28/2024 16:00:00 | 41.96 | 41.96 | 0 | 824.58 | 866.54
02/28/2024 17:00:00 | 02/28/2024 17:00:00 | 7.09 | 7.09 | 0 | 807.42 | 814.51
02/28/2024 18:00:00 | 02/28/2024 18:00:00 | 0 | 0 | 0 | 893.18 | 893.18
02/28/2024 19:00:00 | 02/28/2024 19:00:00 | 0 | 0 | 0 | 751.62 | 751.62
02/28/2024 20:00:00 | 02/28/2024 20:00:00 | 0 | 0 | 0 | 875.01 | 875.01
02/28/2024 21:00:00 | 02/28/2024 21:00:00 | 0 | 0 | 0 | 637.95 | 637.95
02/28/2024 22:00:00 | 02/28/2024 22:00:00 | 0 | 0 | 0 | 549.89 | 549.89
02/28/2024 23:00:00 | 02/28/2024 23:00:00 | 0 | 0 | 0 | 517.89 | 517.89
02/29/2024 00:00:00 | 02/29/2024 00:00:00 | 0 | 0 | 0 | 513.02 | 513.02
02/29/2024 01:00:00 | 02/29/2024 01:00:00 | 0 | 0 | 0 | 514.56 | 514.56
02/29/2024 02:00:00 | 02/29/2024 02:00:00 | 0 | 0 | 0 | 503.3 | 503.3
02/29/2024 03:00:00 | 02/29/2024 03:00:00 | 0 | 0 | 0 | 484.6 | 484.6
02/29/2024 04:00:00 | 02/29/2024 04:00:00 | 0 | 0 | 0 | 474.37 | 474.37
02/29/2024 05:00:00 | 02/29/2024 05:00:00 | 0 | 0 | 0 | 465.41 | 465.41
02/29/2024 06:00:00 | 02/29/2024 06:00:00 | 0.36 | 0.36 | 0 | 716.54 | 716.9
02/29/2024 07:00:00 | 02/29/2024 07:00:00 | 38.01 | 38.01 | 0 | 1125.64 | 1163.65
02/29/2024 08:00:00 | 02/29/2024 08:00:00 | 108.5 | 108.5 | 0 | 740.35 | 848.85
02/29/2024 09:00:00 | 02/29/2024 09:00:00 | 230.77 | 230.77 | 0 | 542.46 | 773.23
02/29/2024 10:00:00 | 02/29/2024 10:00:00 | 244.61 | 244.61 | 0 | 654.08 | 898.69
02/29/2024 11:00:00 | 02/29/2024 11:00:00 | 502.03 | 502.03 | 0 | 311.04 | 813.07
02/29/2024 12:00:00 | 02/29/2024 12:00:00 | 314.02 | 314.02 | 0 | 551.17 | 865.19
02/29/2024 13:00:00 | 02/29/2024 13:00:00 | 318.96 | 318.96 | 0 | 568.32 | 887.28
02/29/2024 14:00:00 | 02/29/2024 14:00:00 | 95.21 | 95.21 | 0 | 700.67 | 795.88
02/29/2024 15:00:00 | 02/29/2024 15:00:00 | 117.12 | 117.12 | 0 | 723.71 | 840.83
02/29/2024 16:00:00 | 02/29/2024 16:00:00 | 84.18 | 84.18 | 0 | 729.86 | 814.04
02/29/2024 17:00:00 | 02/29/2024 17:00:00 | 26.96 | 26.96 | 0 | 814.08 | 841.04
02/29/2024 18:00:00 | 02/29/2024 18:00:00 | 0 | 0 | 0 | 792.06 | 792.06
02/29/2024 19:00:00 | 02/29/2024 19:00:00 | 0 | 0 | 0 | 882.44 | 882.44
02/29/2024 20:00:00 | 02/29/2024 20:00:00 | 0 | 0 | 0 | 859.39 | 859.39
02/29/2024 21:00:00 | 02/29/2024 21:00:00 | 0 | 0 | 0 | 760.06 | 760.06
02/29/2024 22:00:00 | 02/29/2024 22:00:00 | 0 | 0 | 0 | 543.49 | 543.49
02/29/2024 23:00:00 | 02/29/2024 23:00:00 | 0 | 0 | 0 | 542.21 | 542.21
2024-01-03 | 45294 | 0 | 0 | 0 | 516.61 | 516.61
2024-01-03 01:00 | 45294.0417 | 0 | 0 | 0 | 507.9 | 507.9
2024-01-03 02:00 | 45294.0833 | 0 | 0 | 0 | 509.44 | 509.44
2024-01-03 03:00 | 45294.125 | 0 | 0 | 0 | 500.48 | 500.48
2024-01-03 04:00 | 45294.1667 | 0 | 0 | 0 | 484.35 | 484.35
2024-01-03 05:00 | 45294.2083 | 0 | 0 | 0 | 481.03 | 481.03
2024-01-03 06:00 | 45294.25 | 0.16 | 0.16 | 0 | 491.26 | 491.42
2024-01-03 07:00 | 45294.2917 | 12.39 | 12.39 | 0 | 513.54 | 525.93
2024-01-03 08:00 | 45294.3333 | 17.43 | 17.43 | 0 | 590.84 | 608.27
2024-01-03 09:00 | 45294.375 | 36.09 | 36.09 | 0 | 633.86 | 669.95
2024-01-03 10:00 | 45294.4167 | 99.37 | 99.37 | 0 | 756.22 | 855.59
2024-01-03 11:00 | 45294.4583 | 136.68 | 136.68 | 0 | 645.89 | 782.57
2024-01-03 12:00 | 45294.5 | 130.66 | 130.66 | 0 | 723.46 | 854.12
2024-01-03 13:00 | 45294.5417 | 88.43 | 88.43 | 0 | 775.93 | 864.36
2024-01-03 14:00 | 45294.5833 | 72.52 | 72.52 | 0 | 750.34 | 822.86
2024-01-03 15:00 | 45294.625 | 89.86 | 89.86 | 0 | 663.3 | 753.16
2024-01-03 16:00 | 45294.6667 | 48.77 | 48.77 | 0 | 561.66 | 610.43
2024-01-03 17:00 | 45294.7083 | 30.51 | 30.51 | 0 | 793.34 | 823.85
2024-01-03 18:00 | 45294.75 | 0 | 0 | 0 | 864.52 | 864.52
2024-01-03 19:00 | 45294.7917 | 0 | 0 | 0 | 809.47 | 809.47
2024-01-03 20:00 | 45294.8333 | 0 | 0 | 0 | 848.13 | 848.13
2024-01-03 21:00 | 45294.875 | 0 | 0 | 0 | 690.94 | 690.94
2024-01-03 22:00 | 45294.9167 | 0 | 0 | 0 | 497.66 | 497.66
2024-01-03 23:00 | 45294.9583 | 0 | 0 | 0 | 479.24 | 479.24
2024-02-03 | 45325 | 0 | 0 | 0 | 472.83 | 472.83
2024-02-03 01:00 | 45325.0417 | 0 | 0 | 0 | 469.76 | 469.76
2024-02-03 02:00 | 45325.0833 | 0 | 0 | 0 | 465.15 | 465.15
2024-02-03 03:00 | 45325.125 | 0 | 0 | 0 | 445.18 | 445.18
2024-02-03 04:00 | 45325.1667 | 0 | 0 | 0 | 437 | 437
2024-02-03 05:00 | 45325.2083 | 0 | 0 | 0 | 432.89 | 432.89
2024-02-03 06:00 | 45325.25 | 0.74 | 0.74 | 0 | 756.74 | 757.48
2024-02-03 07:00 | 45325.2917 | 17.34 | 17.34 | 0 | 703.74 | 721.08
2024-02-03 08:00 | 45325.3333 | 33.06 | 33.06 | 0 | 562.18 | 595.24
2024-02-03 09:00 | 45325.375 | 85.11 | 85.11 | 0 | 616.7 | 701.81
2024-02-03 10:00 | 45325.4167 | 125.14 | 125.14 | 0 | 723.71 | 848.85
2024-02-03 11:00 | 45325.4583 | 234.17 | 234.17 | 0 | 602.88 | 837.05
2024-02-03 12:00 | 45325.5 | 370.96 | 370.96 | 0.13 | 412.42 | 783.25
2024-02-03 13:00 | 45325.5417 | 282.48 | 282.48 | 0 | 342.02 | 624.5
2024-02-03 14:00 | 45325.5833 | 295.86 | 295.86 | 32.07 | 211.2 | 474.99
2024-02-03 15:00 | 45325.625 | 88.94 | 88.94 | 0 | 365.82 | 454.76
2024-02-03 16:00 | 45325.6667 | 46.39 | 46.39 | 0 | 407.3 | 453.69
2024-02-03 17:00 | 45325.7083 | 10.72 | 10.72 | 0 | 443.39 | 454.11
2024-02-03 18:00 | 45325.75 | 0 | 0 | 0 | 453.63 | 453.63
2024-02-03 19:00 | 45325.7917 | 0 | 0 | 0 | 452.86 | 452.86
2024-02-03 20:00 | 45325.8333 | 0 | 0 | 0 | 451.08 | 451.08
2024-02-03 21:00 | 45325.875 | 0 | 0 | 0 | 448 | 448
2024-02-03 22:00 | 45325.9167 | 0 | 0 | 0 | 444.67 | 444.67
2024-02-03 23:00 | 45325.9583 | 0 | 0 | 0 | 452.86 | 452.86
2024-03-03 | 45354 | 0 | 0 | 0 | 444.42 | 444.42
2024-03-03 01:00 | 45354.0417 | 0 | 0 | 0 | 425.21 | 425.21
2024-03-03 02:00 | 45354.0833 | 0 | 0 | 0 | 425.22 | 425.22
2024-03-03 03:00 | 45354.125 | 0 | 0 | 0 | 424.45 | 424.45
2024-03-03 04:00 | 45354.1667 | 0 | 0 | 0 | 424.19 | 424.19
2024-03-03 05:00 | 45354.2083 | 0 | 0 | 0 | 424.7 | 424.7
2024-03-03 06:00 | 45354.25 | 2.83 | 2.83 | 0 | 421.38 | 424.21
2024-03-03 07:00 | 45354.2917 | 47.67 | 47.67 | 0 | 375.04 | 422.71
2024-03-03 08:00 | 45354.3333 | 124.77 | 124.77 | 0 | 304.64 | 429.41
2024-03-03 09:00 | 45354.375 | 182.19 | 182.19 | 0 | 249.34 | 431.53
2024-03-03 10:00 | 45354.4167 | 272.65 | 272.65 | 0 | 160.26 | 432.91
2024-03-03 11:00 | 45354.4583 | 284.29 | 284.29 | 0 | 155.14 | 439.43
2024-03-03 12:00 | 45354.5 | 424.72 | 424.72 | 40.89 | 17.4 | 401.23
2024-03-03 13:00 | 45354.5417 | 363.1 | 363.1 | 32.71 | 49.92 | 380.31
2024-03-03 14:00 | 45354.5833 | 230.2 | 230.2 | 0 | 137.99 | 368.19
2024-03-03 15:00 | 45354.625 | 169.97 | 169.97 | 0 | 197.37 | 367.34
2024-03-03 16:00 | 45354.6667 | 83.34 | 83.34 | 0 | 283.91 | 367.25
2024-03-03 17:00 | 45354.7083 | 8.3 | 8.3 | 0 | 353.02 | 361.32
2024-03-03 18:00 | 45354.75 | 0 | 0 | 0 | 361.47 | 361.47
2024-03-03 19:00 | 45354.7917 | 0 | 0 | 0 | 360.96 | 360.96
2024-03-03 20:00 | 45354.8333 | 0 | 0 | 0 | 361.73 | 361.73
2024-03-03 21:00 | 45354.875 | 0 | 0 | 0 | 363.27 | 363.27
2024-03-03 22:00 | 45354.9167 | 0 | 0 | 0 | 367.1 | 367.1
2024-03-03 23:00 | 45354.9583 | 0 | 0 | 0 | 362.75 | 362.75
2024-04-03 | 45385 | 0 | 0 | 0 | 361.73 | 361.73
2024-04-03 01:00 | 45385.0417 | 0 | 0 | 0 | 359.17 | 359.17
2024-04-03 02:00 | 45385.0833 | 0 | 0 | 0 | 354.3 | 354.3
2024-04-03 03:00 | 45385.125 | 0 | 0 | 0 | 353.54 | 353.54
2024-04-03 04:00 | 45385.1667 | 0 | 0 | 0 | 352.51 | 352.51
2024-04-03 05:00 | 45385.2083 | 0 | 0 | 0 | 350.46 | 350.46
2024-04-03 06:00 | 45385.25 | 0.24 | 0.24 | 0 | 478.72 | 478.96
2024-04-03 07:00 | 45385.2917 | 17.09 | 17.09 | 0 | 951.04 | 968.13
2024-04-03 08:00 | 45385.3333 | 47.36 | 47.36 | 0 | 597.51 | 644.87
2024-04-03 09:00 | 45385.375 | 123.32 | 123.32 | 0 | 934.65 | 1057.97
2024-04-03 10:00 | 45385.4167 | 200.6 | 200.6 | 0 | 763.65 | 964.25
2024-04-03 11:00 | 45385.4583 | 289.5 | 289.5 | 0 | 565.25 | 854.75
2024-04-03 12:00 | 45385.5 | 511.74 | 511.74 | 0 | 339.97 | 851.71
2024-04-03 13:00 | 45385.5417 | 436.94 | 436.94 | 0 | 641.28 | 1078.22
2024-04-03 14:00 | 45385.5833 | 426.18 | 426.18 | 0 | 563.45 | 989.63
2024-04-03 15:00 | 45385.625 | 233.82 | 233.82 | 0 | 613.12 | 846.94
2024-04-03 16:00 | 45385.6667 | 134.6 | 134.6 | 0 | 716.04 | 850.64
2024-04-03 17:00 | 45385.7083 | 33.11 | 33.11 | 0 | 766.97 | 800.08
2024-04-03 18:00 | 45385.75 | 0 | 0 | 0 | 802.05 | 802.05
2024-04-03 19:00 | 45385.7917 | 0 | 0 | 0 | 781.31 | 781.31
2024-04-03 20:00 | 45385.8333 | 0 | 0 | 0 | 614.66 | 614.66
2024-04-03 21:00 | 45385.875 | 0 | 0 | 0 | 716.54 | 716.54
2024-04-03 22:00 | 45385.9167 | 0 | 0 | 0 | 496.9 | 496.9
2024-04-03 23:00 | 45385.9583 | 0 | 0 | 0 | 499.97 | 499.97
2024-05-03 | 45415 | 0 | 0 | 0 | 482.81 | 482.81
2024-05-03 01:00 | 45415.0417 | 0 | 0 | 0 | 467.71 | 467.71
2024-05-03 02:00 | 45415.0833 | 0 | 0 | 0 | 465.92 | 465.92
2024-05-03 03:00 | 45415.125 | 0 | 0 | 0 | 463.11 | 463.11
2024-05-03 04:00 | 45415.1667 | 0 | 0 | 0 | 460.29 | 460.29
2024-05-03 05:00 | 45415.2083 | 0 | 0 | 0 | 459.77 | 459.77
2024-05-03 06:00 | 45415.25 | 5.26 | 5.26 | 0 | 766.47 | 771.73
2024-05-03 07:00 | 45415.2917 | 81.98 | 81.98 | 0 | 1004.54 | 1086.52
2024-05-03 08:00 | 45415.3333 | 207.11 | 207.11 | 0 | 828.42 | 1035.53
2024-05-03 09:00 | 45415.375 | 370.44 | 370.44 | 0 | 533.5 | 903.94
2024-05-03 10:00 | 45415.4167 | 483.7 | 483.7 | 0 | 676.61 | 1160.31
2024-05-03 11:00 | 45415.4583 | 551.58 | 551.58 | 0 | 431.1 | 982.68
2024-05-03 12:00 | 45415.5 | 571.75 | 571.75 | 0 | 392.96 | 964.71
2024-05-03 13:00 | 45415.5417 | 532.76 | 532.76 | 0 | 435.46 | 968.22
2024-05-03 14:00 | 45415.5833 | 435.39 | 435.39 | 0 | 706.05 | 1141.44
2024-05-03 15:00 | 45415.625 | 296.55 | 296.55 | 0 | 590.33 | 886.88
2024-05-03 16:00 | 45415.6667 | 132.09 | 132.09 | 0 | 737.28 | 869.37
2024-05-03 17:00 | 45415.7083 | 15.77 | 15.77 | 0 | 848.64 | 864.41
2024-05-03 18:00 | 45415.75 | 0 | 0 | 0 | 870.15 | 870.15
2024-05-03 19:00 | 45415.7917 | 0 | 0 | 0 | 812.28 | 812.28
2024-05-03 20:00 | 45415.8333 | 0 | 0 | 0 | 735.24 | 735.24
2024-05-03 21:00 | 45415.875 | 0 | 0 | 0 | 671.48 | 671.48
2024-05-03 22:00 | 45415.9167 | 0 | 0 | 0 | 568.58 | 568.58
2024-05-03 23:00 | 45415.9583 | 0 | 0 | 0 | 535.04 | 535.04
2024-06-03 | 45446 | 0 | 0 | 0 | 531.2 | 531.2
2024-06-03 01:00 | 45446.0417 | 0 | 0 | 0 | 527.87 | 527.87
2024-06-03 02:00 | 45446.0833 | 0 | 0 | 0 | 526.85 | 526.85
2024-06-03 03:00 | 45446.125 | 0 | 0 | 0 | 525.57 | 525.57
2024-06-03 04:00 | 45446.1667 | 0 | 0 | 0 | 525.05 | 525.05
2024-06-03 05:00 | 45446.2083 | 0 | 0 | 0 | 526.08 | 526.08
2024-06-03 06:00 | 45446.25 | 0 | 0 | 0 | 535.81 | 535.81
2024-06-03 07:00 | 45446.2917 | 5.03 | 5.03 | 0 | 897.03 | 902.06
2024-06-03 08:00 | 45446.3333 | 28.99 | 28.99 | 0 | 869.12 | 898.11
2024-06-03 09:00 | 45446.375 | 55.39 | 55.39 | 0 | 676.86 | 732.25
2024-06-03 10:00 | 45446.4167 | 129.59 | 129.59 | 0 | 642.3 | 771.89
2024-06-03 11:00 | 45446.4583 | 104.13 | 104.13 | 0 | 572.42 | 676.55
2024-06-03 12:00 | 45446.5 | 129.69 | 129.69 | 0 | 566.78 | 696.47
2024-06-03 13:00 | 45446.5417 | 171.43 | 171.43 | 0 | 538.63 | 710.06
2024-06-03 14:00 | 45446.5833 | 143.66 | 143.66 | 0 | 613.63 | 757.29
2024-06-03 15:00 | 45446.625 | 88.1 | 88.1 | 0 | 442.88 | 530.98
2024-06-03 16:00 | 45446.6667 | 38.88 | 38.88 | 0 | 496.9 | 535.78
2024-06-03 17:00 | 45446.7083 | 13.95 | 13.95 | 0 | 535.55 | 549.5
2024-06-03 18:00 | 45446.75 | 0 | 0 | 0 | 662.78 | 662.78
2024-06-03 19:00 | 45446.7917 | 0 | 0 | 0 | 739.84 | 739.84
2024-06-03 20:00 | 45446.8333 | 0 | 0 | 0 | 741.38 | 741.38
2024-06-03 21:00 | 45446.875 | 0 | 0 | 0 | 732.41 | 732.41
2024-06-03 22:00 | 45446.9167 | 0 | 0 | 0 | 461.06 | 461.06
2024-06-03 23:00 | 45446.9583 | 0 | 0 | 0 | 464.64 | 464.64
2024-07-03 | 45476 | 0 | 0 | 0 | 462.08 | 462.08
2024-07-03 01:00 | 45476.0417 | 0 | 0 | 0 | 462.34 | 462.34
2024-07-03 02:00 | 45476.0833 | 0 | 0 | 0 | 462.08 | 462.08
2024-07-03 03:00 | 45476.125 | 0 | 0 | 0 | 461.31 | 461.31
2024-07-03 04:00 | 45476.1667 | 0 | 0 | 0 | 458.75 | 458.75
2024-07-03 05:00 | 45476.2083 | 0 | 0 | 0 | 451.33 | 451.33
2024-07-03 06:00 | 45476.25 | 8.69 | 8.69 | 0 | 660.73 | 669.42
2024-07-03 07:00 | 45476.2917 | 102.68 | 102.68 | 0 | 993.28 | 1095.96
2024-07-03 08:00 | 45476.3333 | 157.2 | 157.2 | 0 | 932.87 | 1090.07
2024-07-03 09:00 | 45476.375 | 378.67 | 378.67 | 0 | 494.59 | 873.26
2024-07-03 10:00 | 45476.4167 | 487.37 | 487.37 | 0 | 533.5 | 1020.87
2024-07-03 11:00 | 45476.4583 | 464.22 | 464.22 | 0 | 489.22 | 953.44
2024-07-03 12:00 | 45476.5 | 227.21 | 227.21 | 0 | 748.03 | 975.24
2024-07-03 13:00 | 45476.5417 | 80.74 | 80.74 | 0 | 821.51 | 902.25
2024-07-03 14:00 | 45476.5833 | 32.16 | 32.16 | 0 | 978.43 | 1010.59
2024-07-03 15:00 | 45476.625 | 21.02 | 21.02 | 0 | 755.45 | 776.47
2024-07-03 16:00 | 45476.6667 | 46.15 | 46.15 | 0 | 758.79 | 804.94
2024-07-03 17:00 | 45476.7083 | 2.65 | 2.65 | 0 | 747.77 | 750.42
2024-07-03 18:00 | 45476.75 | 0 | 0 | 0 | 723.72 | 723.72
2024-07-03 19:00 | 45476.7917 | 0 | 0 | 0 | 783.1 | 783.1
2024-07-03 20:00 | 45476.8333 | 0 | 0 | 0 | 813.06 | 813.06
2024-07-03 21:00 | 45476.875 | 0 | 0 | 0 | 758.78 | 758.78
2024-07-03 22:00 | 45476.9167 | 0 | 0 | 0 | 533.76 | 533.76
2024-07-03 23:00 | 45476.9583 | 0 | 0 | 0 | 527.87 | 527.87
2024-08-03 | 45507 | 0 | 0 | 0 | 525.31 | 525.31
2024-08-03 01:00 | 45507.0417 | 0 | 0 | 0 | 498.18 | 498.18
2024-08-03 02:00 | 45507.0833 | 0 | 0 | 0 | 493.31 | 493.31
2024-08-03 03:00 | 45507.125 | 0 | 0 | 0 | 493.06 | 493.06
2024-08-03 04:00 | 45507.1667 | 0 | 0 | 0 | 486.4 | 486.4
2024-08-03 05:00 | 45507.2083 | 0 | 0 | 0 | 463.87 | 463.87
2024-08-03 06:00 | 45507.25 | 0.73 | 0.73 | 0 | 483.33 | 484.06
2024-08-03 07:00 | 45507.2917 | 28.18 | 28.18 | 0 | 782.85 | 811.03
2024-08-03 08:00 | 45507.3333 | 81.37 | 81.37 | 0 | 875.52 | 956.89
2024-08-03 09:00 | 45507.375 | 122.96 | 122.96 | 0 | 814.33 | 937.29
2024-08-03 10:00 | 45507.4167 | 109.33 | 109.33 | 0 | 645.12 | 754.45
2024-08-03 11:00 | 45507.4583 | 156.94 | 156.94 | 0 | 550.4 | 707.34
2024-08-03 12:00 | 45507.5 | 175.58 | 175.58 | 0 | 646.91 | 822.49
2024-08-03 13:00 | 45507.5417 | 289.06 | 289.06 | 0 | 530.95 | 820.01
2024-08-03 14:00 | 45507.5833 | 121.4 | 121.4 | 0 | 652.03 | 773.43
2024-08-03 15:00 | 45507.625 | 65.18 | 65.18 | 0 | 614.14 | 679.32
2024-08-03 16:00 | 45507.6667 | 46.47 | 46.47 | 0 | 595.97 | 642.44
2024-08-03 17:00 | 45507.7083 | 11.95 | 11.95 | 0 | 662.53 | 674.48
2024-08-03 18:00 | 45507.75 | 0 | 0 | 0 | 693.25 | 693.25
2024-08-03 19:00 | 45507.7917 | 0 | 0 | 0 | 598.01 | 598.01
2024-08-03 20:00 | 45507.8333 | 0 | 0 | 0 | 726.02 | 726.02
2024-08-03 21:00 | 45507.875 | 0 | 0 | 0 | 704.26 | 704.26
2024-08-03 22:00 | 45507.9167 | 0 | 0 | 0 | 451.32 | 451.32
2024-08-03 23:00 | 45507.9583 | 0 | 0 | 0 | 443.91 | 443.91
2024-09-03 | 45538 | 0 | 0 | 0 | 439.55 | 439.55
2024-09-03 01:00 | 45538.0417 | 0 | 0 | 0 | 439.81 | 439.81
2024-09-03 02:00 | 45538.0833 | 0 | 0 | 0 | 438.01 | 438.01
2024-09-03 03:00 | 45538.125 | 0 | 0 | 0 | 436.48 | 436.48
2024-09-03 04:00 | 45538.1667 | 0 | 0 | 0 | 437.25 | 437.25
2024-09-03 05:00 | 45538.2083 | 0 | 0 | 0 | 438.27 | 438.27
2024-09-03 06:00 | 45538.25 | 0.57 | 0.57 | 0 | 626.44 | 627.01
2024-09-03 07:00 | 45538.2917 | 12.96 | 12.96 | 0 | 756.22 | 769.18
2024-09-03 08:00 | 45538.3333 | 26.1 | 26.1 | 0 | 748.8 | 774.9
2024-09-03 09:00 | 45538.375 | 62.6 | 62.6 | 0 | 487.94 | 550.54
2024-09-03 10:00 | 45538.4167 | 59.88 | 59.88 | 0 | 527.1 | 586.98
2024-09-03 11:00 | 45538.4583 | 113.9 | 113.9 | 0 | 624.9 | 738.8
2024-09-03 12:00 | 45538.5 | 98.11 | 98.11 | 0 | 584.7 | 682.81
2024-09-03 13:00 | 45538.5417 | 112.36 | 112.36 | 0 | 426.75 | 539.11
2024-09-03 14:00 | 45538.5833 | 146.5 | 146.5 | 0 | 305.41 | 451.91
2024-09-03 15:00 | 45538.625 | 113.84 | 113.84 | 0 | 340.48 | 454.32
2024-09-03 16:00 | 45538.6667 | 119 | 119 | 0 | 315.9 | 434.9
2024-09-03 17:00 | 45538.7083 | 23.49 | 23.49 | 0 | 400.39 | 423.88
2024-09-03 18:00 | 45538.75 | 0 | 0 | 0 | 430.85 | 430.85
2024-09-03 19:00 | 45538.7917 | 0 | 0 | 0 | 418.04 | 418.04
2024-09-03 20:00 | 45538.8333 | 0 | 0 | 0 | 416.26 | 416.26
2024-09-03 21:00 | 45538.875 | 0 | 0 | 0 | 407.3 | 407.3
2024-09-03 22:00 | 45538.9167 | 0 | 0 | 0 | 412.92 | 412.92
2024-09-03 23:00 | 45538.9583 | 0 | 0 | 0 | 412.16 | 412.16
2024-10-03 | 45568 | 0 | 0 | 0 | 415.75 | 415.75
2024-10-03 01:00 | 45568.0417 | 0 | 0 | 0 | 413.69 | 413.69
2024-10-03 02:00 | 45568.0833 | 0 | 0 | 0 | 413.19 | 413.19
2024-10-03 03:00 | 45568.125 | 0 | 0 | 0 | 409.6 | 409.6
2024-10-03 04:00 | 45568.1667 | 0 | 0 | 0 | 396.54 | 396.54
2024-10-03 05:00 | 45568.2083 | 0 | 0 | 0 | 396.29 | 396.29
2024-10-03 06:00 | 45568.25 | 2.48 | 2.48 | 0 | 391.17 | 393.65
2024-10-03 07:00 | 45568.2917 | 17.16 | 17.16 | 0 | 373.5 | 390.66
2024-10-03 08:00 | 45568.3333 | 82.18 | 82.18 | 0 | 317.95 | 400.13
2024-10-03 09:00 | 45568.375 | 64.13 | 64.13 | 0 | 335.36 | 399.49
2024-10-03 10:00 | 45568.4167 | 83.48 | 83.48 | 0 | 316.42 | 399.9
2024-10-03 11:00 | 45568.4583 | 131.18 | 131.18 | 0 | 270.85 | 402.03
2024-10-03 12:00 | 45568.5 | 96.21 | 96.21 | 0 | 303.1 | 399.31
2024-10-03 13:00 | 45568.5417 | 55.03 | 55.03 | 0 | 340.74 | 395.77
2024-10-03 14:00 | 45568.5833 | 51.45 | 51.45 | 0 | 343.55 | 395
2024-10-03 15:00 | 45568.625 | 38.74 | 38.74 | 0 | 334.85 | 373.59
2024-10-03 16:00 | 45568.6667 | 11.32 | 11.32 | 0 | 319.23 | 330.55
2024-10-03 17:00 | 45568.7083 | 2.51 | 2.51 | 0 | 328.19 | 330.7
2024-10-03 18:00 | 45568.75 | 0 | 0 | 0 | 325.63 | 325.63
2024-10-03 19:00 | 45568.7917 | 0 | 0 | 0 | 324.87 | 324.87
2024-10-03 20:00 | 45568.8333 | 0 | 0 | 0 | 325.37 | 325.37
2024-10-03 21:00 | 45568.875 | 0 | 0 | 0 | 325.89 | 325.89
2024-10-03 22:00 | 45568.9167 | 0 | 0 | 0 | 326.4 | 326.4
2024-10-03 23:00 | 45568.9583 | 0 | 0 | 0 | 327.43 | 327.43
2024-11-03 | 45599 | 0 | 0 | 0 | 326.65 | 326.65
2024-11-03 01:00 | 45599.0417 | 0 | 0 | 0 | 326.91 | 326.91
2024-11-03 02:00 | 45599.0833 | 0 | 0 | 0 | 326.66 | 326.66
2024-11-03 03:00 | 45599.125 | 0 | 0 | 0 | 326.4 | 326.4
2024-11-03 04:00 | 45599.1667 | 0 | 0 | 0 | 325.63 | 325.63
2024-11-03 05:00 | 45599.2083 | 0 | 0 | 0 | 325.89 | 325.89
2024-11-03 06:00 | 45599.25 | 4.37 | 4.37 | 0 | 493.06 | 497.43
2024-11-03 07:00 | 45599.2917 | 53.89 | 53.89 | 0 | 785.66 | 839.55
2024-11-03 08:00 | 45599.3333 | 119.11 | 119.11 | 0 | 619.78 | 738.89
2024-11-03 09:00 | 45599.375 | 167.52 | 167.52 | 0 | 523.77 | 691.29
2024-11-03 10:00 | 45599.4167 | 235.74 | 235.74 | 0 | 581.63 | 817.37
2024-11-03 11:00 | 45599.4583 | 313.47 | 313.47 | 0 | 523.78 | 837.25
2024-11-03 12:00 | 45599.5 | 241.64 | 241.64 | 0 | 574.21 | 815.85
2024-11-03 13:00 | 45599.5417 | 192.61 | 192.61 | 0 | 494.85 | 687.46
2024-11-03 14:00 | 45599.5833 | 198.67 | 198.67 | 0 | 689.92 | 888.59
2024-11-03 15:00 | 45599.625 | 132.68 | 132.68 | 0 | 348.41 | 481.09
2024-11-03 16:00 | 45599.6667 | 56.83 | 56.83 | 0 | 347.14 | 403.97
2024-11-03 17:00 | 45599.7083 | 19.21 | 19.21 | 0 | 362.49 | 381.7
2024-11-03 18:00 | 45599.75 | 0 | 0 | 0 | 638.47 | 638.47
2024-11-03 19:00 | 45599.7917 | 0 | 0 | 0 | 677.89 | 677.89
2024-11-03 20:00 | 45599.8333 | 0 | 0 | 0 | 667.64 | 667.64
2024-11-03 21:00 | 45599.875 | 0 | 0 | 0 | 692.74 | 692.74
2024-11-03 22:00 | 45599.9167 | 0 | 0 | 0 | 396.8 | 396.8
2024-11-03 23:00 | 45599.9583 | 0 | 0 | 0 | 403.97 | 403.97
2024-12-03 | 45629 | 0 | 0 | 0 | 413.69 | 413.69
2024-12-03 01:00 | 45629.0417 | 0 | 0 | 0 | 413.96 | 413.96
2024-12-03 02:00 | 45629.0833 | 0 | 0 | 0 | 402.94 | 402.94
2024-12-03 03:00 | 45629.125 | 0 | 0 | 0 | 397.82 | 397.82
2024-12-03 04:00 | 45629.1667 | 0 | 0 | 0 | 400.13 | 400.13
2024-12-03 05:00 | 45629.2083 | 0 | 0 | 0 | 401.67 | 401.67
2024-12-03 06:00 | 45629.25 | 4.5 | 4.5 | 0 | 710.65 | 715.15
2024-12-03 07:00 | 45629.2917 | 48.22 | 48.22 | 0 | 1116.42 | 1164.64
2024-12-03 08:00 | 45629.3333 | 240.92 | 240.92 | 0 | 961.79 | 1202.71
2024-12-03 09:00 | 45629.375 | 274.39 | 274.39 | 0 | 785.66 | 1060.05
2024-12-03 10:00 | 45629.4167 | 614.71 | 614.71 | 0 | 517.38 | 1132.09
2024-12-03 11:00 | 45629.4583 | 467.9 | 467.9 | 0 | 548.86 | 1016.76
2024-12-03 12:00 | 45629.5 | 450.16 | 450.16 | 0.57 | 530.44 | 980.03
2024-12-03 13:00 | 45629.5417 | 575.72 | 575.72 | 0 | 496.12 | 1071.84
2024-12-03 14:00 | 45629.5833 | 428.51 | 428.51 | 0.39 | 575.75 | 1003.87
2024-12-03 15:00 | 45629.625 | 362.88 | 362.88 | 0.38 | 424.19 | 786.69
2024-12-03 16:00 | 45629.6667 | 167.7 | 167.7 | 0 | 617.22 | 784.92
2024-12-03 17:00 | 45629.7083 | 53.56 | 53.56 | 0 | 743.93 | 797.49
2024-12-03 18:00 | 45629.75 | 0 | 0 | 0 | 818.18 | 818.18
2024-12-03 19:00 | 45629.7917 | 0 | 0 | 0 | 673.02 | 673.02
2024-12-03 20:00 | 45629.8333 | 0 | 0 | 0 | 675.07 | 675.07
2024-12-03 21:00 | 45629.875 | 0 | 0 | 0 | 701.19 | 701.19
2024-12-03 22:00 | 45629.9167 | 0 | 0 | 0 | 510.46 | 510.46
2024-12-03 23:00 | 45629.9583 | 0 | 0 | 0 | 498.69 | 498.69
03/13/2024 00:00:00 | 03/13/2024 00:00:00 | 0 | 0 | 0 | 487.17 | 487.17
03/13/2024 01:00:00 | 03/13/2024 01:00:00 | 0 | 0 | 0 | 516.61 | 516.61
03/13/2024 02:00:00 | 03/13/2024 02:00:00 | 0 | 0 | 0 | 528.12 | 528.12
03/13/2024 03:00:00 | 03/13/2024 03:00:00 | 0 | 0 | 0 | 529.16 | 529.16
03/13/2024 04:00:00 | 03/13/2024 04:00:00 | 0 | 0 | 0 | 530.94 | 530.94
03/13/2024 05:00:00 | 03/13/2024 05:00:00 | 0 | 0 | 0 | 530.69 | 530.69
03/13/2024 06:00:00 | 03/13/2024 06:00:00 | 25.85 | 25.85 | 0 | 486.91 | 512.76
03/13/2024 07:00:00 | 03/13/2024 07:00:00 | 182.16 | 182.16 | 0 | 569.34 | 751.5
03/13/2024 08:00:00 | 03/13/2024 08:00:00 | 304.31 | 304.31 | 0 | 549.38 | 853.69
03/13/2024 09:00:00 | 03/13/2024 09:00:00 | 439 | 439 | 0 | 425.22 | 864.22
03/13/2024 10:00:00 | 03/13/2024 10:00:00 | 551.65 | 551.65 | 0.51 | 337.66 | 888.8
03/13/2024 11:00:00 | 03/13/2024 11:00:00 | 624.88 | 624.88 | 21.31 | 161.02 | 764.59
03/13/2024 12:00:00 | 03/13/2024 12:00:00 | 649.95 | 649.95 | 14.53 | 187.14 | 822.56
03/13/2024 13:00:00 | 03/13/2024 13:00:00 | 616.5 | 616.5 | 18.05 | 253.18 | 851.63
03/13/2024 14:00:00 | 03/13/2024 14:00:00 | 497.45 | 497.45 | 1.28 | 242.18 | 738.35
03/13/2024 15:00:00 | 03/13/2024 15:00:00 | 349.93 | 349.93 | 0 | 337.41 | 687.34
03/13/2024 16:00:00 | 03/13/2024 16:00:00 | 176.87 | 176.87 | 0 | 424.7 | 601.57
03/13/2024 17:00:00 | 03/13/2024 17:00:00 | 48.22 | 48.22 | 0 | 526.34 | 574.56
03/13/2024 18:00:00 | 03/13/2024 18:00:00 | 0.79 | 0.79 | 0 | 537.85 | 538.64
03/13/2024 19:00:00 | 03/13/2024 19:00:00 | 0 | 0 | 0 | 556.55 | 556.55
03/13/2024 20:00:00 | 03/13/2024 20:00:00 | 0 | 0 | 0 | 596.73 | 596.73
03/13/2024 21:00:00 | 03/13/2024 21:00:00 | 0 | 0 | 0 | 531.72 | 531.72
03/13/2024 22:00:00 | 03/13/2024 22:00:00 | 0 | 0 | 0 | 409.85 | 409.85
03/13/2024 23:00:00 | 03/13/2024 23:00:00 | 0 | 0 | 0 | 427.27 | 427.27
03/14/2024 00:00:00 | 03/14/2024 00:00:00 | 0 | 0 | 0 | 413.44 | 413.44
03/14/2024 01:00:00 | 03/14/2024 01:00:00 | 0 | 0 | 0 | 408.06 | 408.06
03/14/2024 02:00:00 | 03/14/2024 02:00:00 | 0 | 0 | 0 | 397.06 | 397.06
03/14/2024 03:00:00 | 03/14/2024 03:00:00 | 0 | 0 | 0 | 342.78 | 342.78
03/14/2024 04:00:00 | 03/14/2024 04:00:00 | 0 | 0 | 0 | 342.53 | 342.53
03/14/2024 05:00:00 | 03/14/2024 05:00:00 | 0 | 0 | 0 | 342.27 | 342.27
03/14/2024 06:00:00 | 03/14/2024 06:00:00 | 12.33 | 12.33 | 0 | 543.74 | 556.07
03/14/2024 07:00:00 | 03/14/2024 07:00:00 | 140.51 | 140.51 | 0 | 564.23 | 704.74
03/14/2024 08:00:00 | 03/14/2024 08:00:00 | 266.84 | 266.84 | 0 | 591.1 | 857.94
03/14/2024 09:00:00 | 03/14/2024 09:00:00 | 437.92 | 437.92 | 0 | 464.39 | 902.31
03/14/2024 10:00:00 | 03/14/2024 10:00:00 | 551.71 | 551.71 | 2.62 | 234.24 | 783.33
03/14/2024 11:00:00 | 03/14/2024 11:00:00 | 607.34 | 607.34 | 5.96 | 218.36 | 819.74
03/14/2024 12:00:00 | 03/14/2024 12:00:00 | 553.13 | 553.13 | 14.97 | 240.13 | 778.29
03/14/2024 13:00:00 | 03/14/2024 13:00:00 | 494.37 | 494.37 | 2.95 | 170.5 | 661.92
03/14/2024 14:00:00 | 03/14/2024 14:00:00 | 460.98 | 460.98 | 0 | 303.87 | 764.85
03/14/2024 15:00:00 | 03/14/2024 15:00:00 | 324.16 | 324.16 | 0 | 313.09 | 637.25
03/14/2024 16:00:00 | 03/14/2024 16:00:00 | 146.19 | 146.19 | 0 | 397.57 | 543.76
03/14/2024 17:00:00 | 03/14/2024 17:00:00 | 54.8 | 54.8 | 0 | 444.92 | 499.72
03/14/2024 18:00:00 | 03/14/2024 18:00:00 | 0 | 0 | 0 | 686.08 | 686.08
03/14/2024 19:00:00 | 03/14/2024 19:00:00 | 0 | 0 | 0 | 470.28 | 470.28
03/14/2024 20:00:00 | 03/14/2024 20:00:00 | 0 | 0 | 0 | 594.17 | 594.17
03/14/2024 21:00:00 | 03/14/2024 21:00:00 | 0 | 0 | 0 | 539.39 | 539.39
03/14/2024 22:00:00 | 03/14/2024 22:00:00 | 0 | 0 | 0 | 415.24 | 415.24
03/14/2024 23:00:00 | 03/14/2024 23:00:00 | 0 | 0 | 0 | 419.58 | 419.58
03/15/2024 00:00:00 | 03/15/2024 00:00:00 | 0 | 0 | 0 | 415.74 | 415.74
03/15/2024 01:00:00 | 03/15/2024 01:00:00 | 0 | 0 | 0 | 419.08 | 419.08
03/15/2024 02:00:00 | 03/15/2024 02:00:00 | 0 | 0 | 0 | 409.85 | 409.85
03/15/2024 03:00:00 | 03/15/2024 03:00:00 | 0 | 0 | 0 | 401.92 | 401.92
03/15/2024 04:00:00 | 03/15/2024 04:00:00 | 0 | 0 | 0 | 401.41 | 401.41
03/15/2024 05:00:00 | 03/15/2024 05:00:00 | 0 | 0 | 0 | 385.79 | 385.79
03/15/2024 06:00:00 | 03/15/2024 06:00:00 | 15.28 | 15.28 | 0 | 509.95 | 525.23
03/15/2024 07:00:00 | 03/15/2024 07:00:00 | 69.01 | 69.01 | 0 | 922.37 | 991.38
03/15/2024 08:00:00 | 03/15/2024 08:00:00 | 149.91 | 149.91 | 0 | 900.1 | 1050.01
03/15/2024 09:00:00 | 03/15/2024 09:00:00 | 150.53 | 150.53 | 0 | 855.81 | 1006.34
03/15/2024 10:00:00 | 03/15/2024 10:00:00 | 174.99 | 174.99 | 0 | 699.13 | 874.12
03/15/2024 11:00:00 | 03/15/2024 11:00:00 | 206.18 | 206.18 | 0 | 612.1 | 818.28
03/15/2024 12:00:00 | 03/15/2024 12:00:00 | 244.07 | 244.07 | 0 | 682.24 | 926.31
03/15/2024 13:00:00 | 03/15/2024 13:00:00 | 254.22 | 254.22 | 0 | 541.18 | 795.4
03/15/2024 14:00:00 | 03/15/2024 14:00:00 | 231.87 | 231.87 | 0 | 550.4 | 782.27
03/15/2024 15:00:00 | 03/15/2024 15:00:00 | 164.81 | 164.81 | 0 | 557.83 | 722.64
03/15/2024 16:00:00 | 03/15/2024 16:00:00 | 108.1 | 108.1 | 0 | 664.32 | 772.42
03/15/2024 17:00:00 | 03/15/2024 17:00:00 | 33.35 | 33.35 | 0 | 724.73 | 758.08
03/15/2024 18:00:00 | 03/15/2024 18:00:00 | 0 | 0 | 0 | 755.71 | 755.71
03/15/2024 19:00:00 | 03/15/2024 19:00:00 | 0 | 0 | 0 | 773.64 | 773.64
03/15/2024 20:00:00 | 03/15/2024 20:00:00 | 0 | 0 | 0 | 700.92 | 700.92
03/15/2024 21:00:00 | 03/15/2024 21:00:00 | 0 | 0 | 0 | 715.78 | 715.78
03/15/2024 22:00:00 | 03/15/2024 22:00:00 | 0 | 0 | 0 | 450.82 | 450.82
03/15/2024 23:00:00 | 03/15/2024 23:00:00 | 0 | 0 | 0 | 450.56 | 450.56
03/16/2024 00:00:00 | 03/16/2024 00:00:00 | 0 | 0 | 0 | 448.76 | 448.76
03/16/2024 01:00:00 | 03/16/2024 01:00:00 | 0 | 0 | 0 | 449.8 | 449.8
03/16/2024 02:00:00 | 03/16/2024 02:00:00 | 0 | 0 | 0 | 448.51 | 448.51
03/16/2024 03:00:00 | 03/16/2024 03:00:00 | 0 | 0 | 0 | 440.83 | 440.83
03/16/2024 04:00:00 | 03/16/2024 04:00:00 | 0 | 0 | 0 | 424.45 | 424.45
03/16/2024 05:00:00 | 03/16/2024 05:00:00 | 0 | 0 | 0 | 415.49 | 415.49
03/16/2024 06:00:00 | 03/16/2024 06:00:00 | 5.84 | 5.84 | 0 | 724.48 | 730.32
03/16/2024 07:00:00 | 03/16/2024 07:00:00 | 68.51 | 68.51 | 0 | 665.85 | 734.36
03/16/2024 08:00:00 | 03/16/2024 08:00:00 | 179.17 | 179.17 | 0 | 595.97 | 775.14
03/16/2024 09:00:00 | 03/16/2024 09:00:00 | 265.13 | 265.13 | 0 | 543.74 | 808.87
03/16/2024 10:00:00 | 03/16/2024 10:00:00 | 558.01 | 558.01 | 0 | 288.77 | 846.78
03/16/2024 11:00:00 | 03/16/2024 11:00:00 | 581.98 | 581.98 | 0 | 225.03 | 807.01
03/16/2024 12:00:00 | 03/16/2024 12:00:00 | 579.59 | 579.59 | 0 | 224.51 | 804.1
03/16/2024 13:00:00 | 03/16/2024 13:00:00 | 520.41 | 520.41 | 13.56 | 208.89 | 715.74
03/16/2024 14:00:00 | 03/16/2024 14:00:00 | 417.65 | 417.65 | 7.94 | 113.16 | 522.87
03/16/2024 15:00:00 | 03/16/2024 15:00:00 | 375.07 | 375.07 | 0 | 129.79 | 504.86
03/16/2024 16:00:00 | 03/16/2024 16:00:00 | 199.62 | 199.62 | 0 | 280.57 | 480.19
03/16/2024 17:00:00 | 03/16/2024 17:00:00 | 44.05 | 44.05 | 0 | 420.61 | 464.66
03/16/2024 18:00:00 | 03/16/2024 18:00:00 | 0 | 0 | 0 | 463.62 | 463.62
03/16/2024 19:00:00 | 03/16/2024 19:00:00 | 0 | 0 | 0 | 478.21 | 478.21
03/16/2024 20:00:00 | 03/16/2024 20:00:00 | 0 | 0 | 0 | 462.08 | 462.08
03/16/2024 21:00:00 | 03/16/2024 21:00:00 | 0 | 0 | 0 | 452.35 | 452.35
03/16/2024 22:00:00 | 03/16/2024 22:00:00 | 0 | 0 | 0 | 457.98 | 457.98
03/16/2024 23:00:00 | 03/16/2024 23:00:00 | 0 | 0 | 0 | 455.68 | 455.68
03/17/2024 00:00:00 | 03/17/2024 00:00:00 | 0 | 0 | 0 | 435.46 | 435.46
03/17/2024 01:00:00 | 03/17/2024 01:00:00 | 0 | 0 | 0 | 431.36 | 431.36
03/17/2024 02:00:00 | 03/17/2024 02:00:00 | 0 | 0 | 0 | 429.82 | 429.82
03/17/2024 03:00:00 | 03/17/2024 03:00:00 | 0 | 0 | 0 | 386.56 | 386.56
03/17/2024 04:00:00 | 03/17/2024 04:00:00 | 0 | 0 | 0 | 369.41 | 369.41
03/17/2024 05:00:00 | 03/17/2024 05:00:00 | 0 | 0 | 0 | 364.8 | 364.8
03/17/2024 06:00:00 | 03/17/2024 06:00:00 | 26.85 | 26.85 | 0 | 332.54 | 359.39
03/17/2024 07:00:00 | 03/17/2024 07:00:00 | 138.42 | 138.42 | 0 | 216.58 | 355
03/17/2024 08:00:00 | 03/17/2024 08:00:00 | 277.59 | 277.59 | 1.98 | 83.97 | 359.58
03/17/2024 09:00:00 | 03/17/2024 09:00:00 | 387.44 | 387.44 | 38.34 | 17.66 | 366.76
03/17/2024 10:00:00 | 03/17/2024 10:00:00 | 513.47 | 513.47 | 147.26 | 7.17 | 373.38
03/17/2024 11:00:00 | 03/17/2024 11:00:00 | 601.21 | 601.21 | 224.26 | 0 | 376.95
03/17/2024 12:00:00 | 03/17/2024 12:00:00 | 573.94 | 573.94 | 200.32 | 0 | 373.62
03/17/2024 13:00:00 | 03/17/2024 13:00:00 | 492.52 | 492.52 | 117.76 | 1.02 | 375.78
03/17/2024 14:00:00 | 03/17/2024 14:00:00 | 420.54 | 420.54 | 50.62 | 3.59 | 373.51
03/17/2024 15:00:00 | 03/17/2024 15:00:00 | 267.54 | 267.54 | 2.24 | 90.37 | 355.67
03/17/2024 16:00:00 | 03/17/2024 16:00:00 | 141.55 | 141.55 | 0 | 201.98 | 343.53
03/17/2024 17:00:00 | 03/17/2024 17:00:00 | 35.54 | 35.54 | 0 | 299.52 | 335.06
03/17/2024 18:00:00 | 03/17/2024 18:00:00 | 0 | 0 | 0 | 331.78 | 331.78
03/17/2024 19:00:00 | 03/17/2024 19:00:00 | 0 | 0 | 0 | 341.5 | 341.5
03/17/2024 20:00:00 | 03/17/2024 20:00:00 | 0 | 0 | 0 | 341.25 | 341.25
03/17/2024 21:00:00 | 03/17/2024 21:00:00 | 0 | 0 | 0 | 342.27 | 342.27
03/17/2024 22:00:00 | 03/17/2024 22:00:00 | 0 | 0 | 0 | 343.04 | 343.04
03/17/2024 23:00:00 | 03/17/2024 23:00:00 | 0 | 0 | 0 | 342.27 | 342.27
03/18/2024 00:00:00 | 03/18/2024 00:00:00 | 0 | 0 | 0 | 342.27 | 342.27
03/18/2024 01:00:00 | 03/18/2024 01:00:00 | 0 | 0 | 0 | 342.79 | 342.79
03/18/2024 02:00:00 | 03/18/2024 02:00:00 | 0 | 0 | 0 | 341.25 | 341.25
03/18/2024 03:00:00 | 03/18/2024 03:00:00 | 0 | 0 | 0 | 340.48 | 340.48
03/18/2024 04:00:00 | 03/18/2024 04:00:00 | 0 | 0 | 0 | 343.04 | 343.04
03/18/2024 05:00:00 | 03/18/2024 05:00:00 | 0 | 0 | 0 | 342.78 | 342.78
03/18/2024 06:00:00 | 03/18/2024 06:00:00 | 1.15 | 1.15 | 0 | 389.89 | 391.04
03/18/2024 07:00:00 | 03/18/2024 07:00:00 | 28.1 | 28.1 | 0 | 565.5 | 593.6
03/18/2024 08:00:00 | 03/18/2024 08:00:00 | 40.68 | 40.68 | 0 | 596.48 | 637.16
03/18/2024 09:00:00 | 03/18/2024 09:00:00 | 57.06 | 57.06 | 0 | 442.88 | 499.94
03/18/2024 10:00:00 | 03/18/2024 10:00:00 | 79.13 | 79.13 | 0 | 476.93 | 556.06
03/18/2024 11:00:00 | 03/18/2024 11:00:00 | 136.4 | 136.4 | 0 | 486.91 | 623.31
03/18/2024 12:00:00 | 03/18/2024 12:00:00 | 209.1 | 209.1 | 0 | 387.33 | 596.43
03/18/2024 13:00:00 | 03/18/2024 13:00:00 | 147.46 | 147.46 | 0 | 491.78 | 639.24
03/18/2024 14:00:00 | 03/18/2024 14:00:00 | 79.28 | 79.28 | 0 | 610.81 | 690.09
03/18/2024 15:00:00 | 03/18/2024 15:00:00 | 49.16 | 49.16 | 0 | 594.69 | 643.85
03/18/2024 16:00:00 | 03/18/2024 16:00:00 | 38.41 | 38.41 | 0 | 626.69 | 665.1
03/18/2024 17:00:00 | 03/18/2024 17:00:00 | 16.91 | 16.91 | 0 | 636.67 | 653.58
03/18/2024 18:00:00 | 03/18/2024 18:00:00 | 0 | 0 | 0 | 635.39 | 635.39
03/18/2024 19:00:00 | 03/18/2024 19:00:00 | 0 | 0 | 0 | 624.39 | 624.39
03/18/2024 20:00:00 | 03/18/2024 20:00:00 | 0 | 0 | 0 | 713.98 | 713.98
03/18/2024 21:00:00 | 03/18/2024 21:00:00 | 0 | 0 | 0 | 726.02 | 726.02
03/18/2024 22:00:00 | 03/18/2024 22:00:00 | 0 | 0 | 0 | 466.68 | 466.68
03/18/2024 23:00:00 | 03/18/2024 23:00:00 | 0 | 0 | 0 | 454.66 | 454.66
03/19/2024 00:00:00 | 03/19/2024 00:00:00 | 0 | 0 | 0 | 444.16 | 444.16
03/19/2024 01:00:00 | 03/19/2024 01:00:00 | 0 | 0 | 0 | 429.31 | 429.31
03/19/2024 02:00:00 | 03/19/2024 02:00:00 | 0 | 0 | 0 | 422.4 | 422.4
03/19/2024 03:00:00 | 03/19/2024 03:00:00 | 0 | 0 | 0 | 422.15 | 422.15
03/19/2024 04:00:00 | 03/19/2024 04:00:00 | 0 | 0 | 0 | 417.79 | 417.79
03/19/2024 05:00:00 | 03/19/2024 05:00:00 | 0 | 0 | 0 | 423.93 | 423.93
03/19/2024 06:00:00 | 03/19/2024 06:00:00 | 24.65 | 24.65 | 0 | 587.78 | 612.43
03/19/2024 07:00:00 | 03/19/2024 07:00:00 | 172.06 | 172.06 | 0 | 904.45 | 1076.51
03/19/2024 08:00:00 | 03/19/2024 08:00:00 | 321.31 | 321.31 | 0 | 740.09 | 1061.4
03/19/2024 09:00:00 | 03/19/2024 09:00:00 | 387.29 | 387.29 | 0 | 720.39 | 1107.68
03/19/2024 10:00:00 | 03/19/2024 10:00:00 | 584.78 | 584.78 | 0 | 460.29 | 1045.07
03/19/2024 11:00:00 | 03/19/2024 11:00:00 | 671.2 | 671.2 | 2.24 | 284.16 | 953.12
03/19/2024 12:00:00 | 03/19/2024 12:00:00 | 622.56 | 622.56 | 0 | 311.04 | 933.6
03/19/2024 13:00:00 | 03/19/2024 13:00:00 | 472.57 | 472.57 | 3.97 | 320.25 | 788.85
03/19/2024 14:00:00 | 03/19/2024 14:00:00 | 471.44 | 471.44 | 9.67 | 285.44 | 747.21
03/19/2024 15:00:00 | 03/19/2024 15:00:00 | 159.93 | 159.93 | 0.06 | 588.55 | 748.42
03/19/2024 16:00:00 | 03/19/2024 16:00:00 | 59.16 | 59.16 | 0 | 726.52 | 785.68
03/19/2024 17:00:00 | 03/19/2024 17:00:00 | 32.24 | 32.24 | 0 | 742.92 | 775.16
03/19/2024 18:00:00 | 03/19/2024 18:00:00 | 0 | 0 | 0 | 758.52 | 758.52
03/19/2024 19:00:00 | 03/19/2024 19:00:00 | 0 | 0 | 0 | 713.48 | 713.48
03/19/2024 20:00:00 | 03/19/2024 20:00:00 | 0 | 0 | 0 | 792.57 | 792.57
03/19/2024 21:00:00 | 03/19/2024 21:00:00 | 0 | 0 | 0 | 697.6 | 697.6
03/19/2024 22:00:00 | 03/19/2024 22:00:00 | 0 | 0 | 0 | 456.71 | 456.71
03/19/2024 23:00:00 | 03/19/2024 23:00:00 | 0 | 0 | 0 | 458.49 | 458.49
03/20/2024 00:00:00 | 03/20/2024 00:00:00 | 0 | 0 | 0 | 457.47 | 457.47
03/20/2024 01:00:00 | 03/20/2024 01:00:00 | 0 | 0 | 0 | 457.22 | 457.22
03/20/2024 02:00:00 | 03/20/2024 02:00:00 | 0 | 0 | 0 | 448.51 | 448.51
03/20/2024 03:00:00 | 03/20/2024 03:00:00 | 0 | 0 | 0 | 441.6 | 441.6
03/20/2024 04:00:00 | 03/20/2024 04:00:00 | 0 | 0 | 0 | 430.08 | 430.08
03/20/2024 05:00:00 | 03/20/2024 05:00:00 | 0 | 0 | 0 | 422.4 | 422.4
03/20/2024 06:00:00 | 03/20/2024 06:00:00 | 32.69 | 32.69 | 0 | 402.95 | 435.64
03/20/2024 07:00:00 | 03/20/2024 07:00:00 | 201.22 | 201.22 | 0 | 616.19 | 817.41
03/20/2024 08:00:00 | 03/20/2024 08:00:00 | 331.98 | 331.98 | 0 | 500.48 | 832.46
03/20/2024 09:00:00 | 03/20/2024 09:00:00 | 473.29 | 473.29 | 0 | 345.85 | 819.14
03/20/2024 10:00:00 | 03/20/2024 10:00:00 | 577.88 | 577.88 | 56.13 | 114.44 | 636.19
03/20/2024 11:00:00 | 03/20/2024 11:00:00 | 650.03 | 650.03 | 83.33 | 56.57 | 623.27
03/20/2024 12:00:00 | 03/20/2024 12:00:00 | 665.72 | 665.72 | 47.42 | 68.61 | 686.91
03/20/2024 13:00:00 | 03/20/2024 13:00:00 | 615.98 | 615.98 | 36.86 | 134.66 | 713.78
03/20/2024 14:00:00 | 03/20/2024 14:00:00 | 518.26 | 518.26 | 0 | 373.5 | 891.76
03/20/2024 15:00:00 | 03/20/2024 15:00:00 | 367.32 | 367.32 | 0.2 | 255.74 | 622.86
03/20/2024 16:00:00 | 03/20/2024 16:00:00 | 190.72 | 190.72 | 0 | 366.34 | 557.06
03/20/2024 17:00:00 | 03/20/2024 17:00:00 | 53.27 | 53.27 | 0 | 462.34 | 515.61
03/20/2024 18:00:00 | 03/20/2024 18:00:00 | 0 | 0 | 0 | 468.22 | 468.22
03/20/2024 19:00:00 | 03/20/2024 19:00:00 | 0 | 0 | 0 | 633.6 | 633.6
03/20/2024 20:00:00 | 03/20/2024 20:00:00 | 0 | 0 | 0 | 643.33 | 643.33
03/20/2024 21:00:00 | 03/20/2024 21:00:00 | 0 | 0 | 0 | 668.67 | 668.67
03/20/2024 22:00:00 | 03/20/2024 22:00:00 | 0 | 0 | 0 | 413.95 | 413.95
03/20/2024 23:00:00 | 03/20/2024 23:00:00 | 0 | 0 | 0 | 414.21 | 414.21
03/21/2024 00:00:00 | 03/21/2024 00:00:00 | 0 | 0 | 0 | 418.82 | 418.82
03/21/2024 01:00:00 | 03/21/2024 01:00:00 | 0 | 0 | 0 | 417.79 | 417.79
03/21/2024 02:00:00 | 03/21/2024 02:00:00 | 0 | 0 | 0 | 418.3 | 418.3
03/21/2024 03:00:00 | 03/21/2024 03:00:00 | 0 | 0 | 0 | 418.31 | 418.31
03/21/2024 04:00:00 | 03/21/2024 04:00:00 | 0 | 0 | 0 | 416.76 | 416.76
03/21/2024 05:00:00 | 03/21/2024 05:00:00 | 0.03 | 0.03 | 0 | 420.61 | 420.64
03/21/2024 06:00:00 | 03/21/2024 06:00:00 | 28.4 | 28.4 | 0 | 661.25 | 689.65
03/21/2024 07:00:00 | 03/21/2024 07:00:00 | 149.35 | 149.35 | 0 | 862.72 | 1012.07
03/21/2024 08:00:00 | 03/21/2024 08:00:00 | 262.33 | 262.33 | 0 | 722.94 | 985.27
03/21/2024 09:00:00 | 03/21/2024 09:00:00 | 240.65 | 240.65 | 0 | 506.88 | 747.53
03/21/2024 10:00:00 | 03/21/2024 10:00:00 | 269.94 | 269.94 | 0 | 635.14 | 905.08
03/21/2024 11:00:00 | 03/21/2024 11:00:00 | 454.05 | 454.05 | 0 | 516.35 | 970.4
03/21/2024 12:00:00 | 03/21/2024 12:00:00 | 410.61 | 410.61 | 0 | 566.53 | 977.14
03/21/2024 13:00:00 | 03/21/2024 13:00:00 | 457.14 | 457.14 | 0 | 391.68 | 848.82
03/21/2024 14:00:00 | 03/21/2024 14:00:00 | 277.45 | 277.45 | 0 | 583.17 | 860.62
03/21/2024 15:00:00 | 03/21/2024 15:00:00 | 101.36 | 101.36 | 0 | 410.62 | 511.98
03/21/2024 16:00:00 | 03/21/2024 16:00:00 | 81.3 | 81.3 | 0 | 591.62 | 672.92
03/21/2024 17:00:00 | 03/21/2024 17:00:00 | 37.89 | 37.89 | 0 | 667.39 | 705.28
03/21/2024 18:00:00 | 03/21/2024 18:00:00 | 0 | 0 | 0 | 712.45 | 712.45
03/21/2024 19:00:00 | 03/21/2024 19:00:00 | 0 | 0 | 0 | 637.18 | 637.18
03/21/2024 20:00:00 | 03/21/2024 20:00:00 | 0 | 0 | 0 | 738.56 | 738.56
03/21/2024 21:00:00 | 03/21/2024 21:00:00 | 0 | 0 | 0 | 703.75 | 703.75
03/21/2024 22:00:00 | 03/21/2024 22:00:00 | 0 | 0 | 0 | 489.47 | 489.47
03/21/2024 23:00:00 | 03/21/2024 23:00:00 | 0 | 0 | 0 | 480.25 | 480.25
03/22/2024 00:00:00 | 03/22/2024 00:00:00 | 0 | 0 | 0 | 469.25 | 469.25
03/22/2024 01:00:00 | 03/22/2024 01:00:00 | 0 | 0 | 0 | 464.39 | 464.39
03/22/2024 02:00:00 | 03/22/2024 02:00:00 | 0 | 0 | 0 | 464.12 | 464.12
03/22/2024 03:00:00 | 03/22/2024 03:00:00 | 0 | 0 | 0 | 463.11 | 463.11
03/22/2024 04:00:00 | 03/22/2024 04:00:00 | 0 | 0 | 0 | 462.85 | 462.85
03/22/2024 05:00:00 | 03/22/2024 05:00:00 | 0.01 | 0.01 | 0 | 466.94 | 466.95
03/22/2024 06:00:00 | 03/22/2024 06:00:00 | 50.66 | 50.66 | 0 | 665.86 | 716.52
03/22/2024 07:00:00 | 03/22/2024 07:00:00 | 184.49 | 184.49 | 0 | 1000.44 | 1184.93
03/22/2024 08:00:00 | 03/22/2024 08:00:00 | 332.41 | 332.41 | 0 | 766.47 | 1098.88
03/22/2024 09:00:00 | 03/22/2024 09:00:00 | 443.28 | 443.28 | 0 | 408.32 | 851.6
03/22/2024 10:00:00 | 03/22/2024 10:00:00 | 584.77 | 584.77 | 0.06 | 446.46 | 1031.17
03/22/2024 11:00:00 | 03/22/2024 11:00:00 | 652.13 | 652.13 | 1.15 | 268.03 | 919.01
03/22/2024 12:00:00 | 03/22/2024 12:00:00 | 671.73 | 671.73 | 1.03 | 326.92 | 997.62
03/22/2024 13:00:00 | 03/22/2024 13:00:00 | 622 | 622 | 2.81 | 97.28 | 716.47
03/22/2024 14:00:00 | 03/22/2024 14:00:00 | 509.2 | 509.2 | 0 | 520.19 | 1029.39
03/22/2024 15:00:00 | 03/22/2024 15:00:00 | 339.2 | 339.2 | 0 | 484.86 | 824.06
03/22/2024 16:00:00 | 03/22/2024 16:00:00 | 209.15 | 209.15 | 0 | 652.8 | 861.95
03/22/2024 17:00:00 | 03/22/2024 17:00:00 | 77.33 | 77.33 | 0 | 754.69 | 832.02
03/22/2024 18:00:00 | 03/22/2024 18:00:00 | 0.55 | 0.55 | 0 | 813.31 | 813.86
03/22/2024 19:00:00 | 03/22/2024 19:00:00 | 0 | 0 | 0 | 858.88 | 858.88
03/22/2024 20:00:00 | 03/22/2024 20:00:00 | 0 | 0 | 0 | 867.59 | 867.59
03/22/2024 21:00:00 | 03/22/2024 21:00:00 | 0 | 0 | 0 | 754.17 | 754.17
03/22/2024 22:00:00 | 03/22/2024 22:00:00 | 0 | 0 | 0 | 521.22 | 521.22
03/22/2024 23:00:00 | 03/22/2024 23:00:00 | 0 | 0 | 0 | 520.19 | 520.19
03/23/2024 00:00:00 | 03/23/2024 00:00:00 | 0 | 0 | 0 | 521.98 | 521.98
03/23/2024 01:00:00 | 03/23/2024 01:00:00 | 0 | 0 | 0 | 516.61 | 516.61
03/23/2024 02:00:00 | 03/23/2024 02:00:00 | 0 | 0 | 0 | 518.66 | 518.66
03/23/2024 03:00:00 | 03/23/2024 03:00:00 | 0 | 0 | 0 | 487.17 | 487.17
03/23/2024 04:00:00 | 03/23/2024 04:00:00 | 0 | 0 | 0 | 451.32 | 451.32
03/23/2024 05:00:00 | 03/23/2024 05:00:00 | 0.03 | 0.03 | 0 | 447.75 | 447.78
03/23/2024 06:00:00 | 03/23/2024 06:00:00 | 20.84 | 20.84 | 0 | 764.16 | 785
03/23/2024 07:00:00 | 03/23/2024 07:00:00 | 99.14 | 99.14 | 0 | 748.54 | 847.68
03/23/2024 08:00:00 | 03/23/2024 08:00:00 | 255.5 | 255.5 | 0 | 567.04 | 822.54
03/23/2024 09:00:00 | 03/23/2024 09:00:00 | 481.47 | 481.47 | 0.64 | 368.39 | 849.22
03/23/2024 10:00:00 | 03/23/2024 10:00:00 | 571.94 | 571.94 | 24.39 | 133.12 | 680.67
03/23/2024 11:00:00 | 03/23/2024 11:00:00 | 610.6 | 610.6 | 52.67 | 83.96 | 641.89
03/23/2024 12:00:00 | 03/23/2024 12:00:00 | 609.76 | 609.76 | 30.21 | 150.02 | 729.57
03/23/2024 13:00:00 | 03/23/2024 13:00:00 | 546.62 | 546.62 | 78.52 | 25.86 | 493.96
03/23/2024 14:00:00 | 03/23/2024 14:00:00 | 460.96 | 460.96 | 38.72 | 53.76 | 476
03/23/2024 15:00:00 | 03/23/2024 15:00:00 | 192.74 | 192.74 | 0 | 254.72 | 447.46
03/23/2024 16:00:00 | 03/23/2024 16:00:00 | 93.27 | 93.27 | 0 | 326.4 | 419.67
03/23/2024 17:00:00 | 03/23/2024 17:00:00 | 38.9 | 38.9 | 0 | 375.04 | 413.94
03/23/2024 18:00:00 | 03/23/2024 18:00:00 | 0 | 0 | 0 | 412.92 | 412.92
03/23/2024 19:00:00 | 03/23/2024 19:00:00 | 0 | 0 | 0 | 415.24 | 415.24
03/23/2024 20:00:00 | 03/23/2024 20:00:00 | 0 | 0 | 0 | 414.2 | 414.2
03/23/2024 21:00:00 | 03/23/2024 21:00:00 | 0 | 0 | 0 | 412.93 | 412.93
03/23/2024 22:00:00 | 03/23/2024 22:00:00 | 0 | 0 | 0 | 414.21 | 414.21
03/23/2024 23:00:00 | 03/23/2024 23:00:00 | 0 | 0 | 0 | 361.22 | 361.22
03/24/2024 00:00:00 | 03/24/2024 00:00:00 | 0 | 0 | 0 | 350.2 | 350.2
03/24/2024 01:00:00 | 03/24/2024 01:00:00 | 0 | 0 | 0 | 337.41 | 337.41
03/24/2024 02:00:00 | 03/24/2024 02:00:00 | 0 | 0 | 0 | 322.05 | 322.05
03/24/2024 03:00:00 | 03/24/2024 03:00:00 | 0 | 0 | 0 | 322.56 | 322.56
03/24/2024 04:00:00 | 03/24/2024 04:00:00 | 0 | 0 | 0 | 322.56 | 322.56
03/24/2024 05:00:00 | 03/24/2024 05:00:00 | 0.07 | 0.07 | 0 | 324.1 | 324.17
03/24/2024 06:00:00 | 03/24/2024 06:00:00 | 49.18 | 49.18 | 0 | 271.1 | 320.28
03/24/2024 07:00:00 | 03/24/2024 07:00:00 | 226.91 | 226.91 | 0 | 108.8 | 335.71
03/24/2024 08:00:00 | 03/24/2024 08:00:00 | 379.07 | 379.07 | 44.42 | 5.38 | 340.03
03/24/2024 09:00:00 | 03/24/2024 09:00:00 | 534.83 | 534.83 | 180.93 | 0 | 353.9
03/24/2024 10:00:00 | 03/24/2024 10:00:00 | 637.15 | 637.15 | 264.7 | 0 | 372.45
03/24/2024 11:00:00 | 03/24/2024 11:00:00 | 711.9 | 711.9 | 337.22 | 0 | 374.68
03/24/2024 12:00:00 | 03/24/2024 12:00:00 | 719.45 | 719.45 | 344.51 | 0 | 374.94
03/24/2024 13:00:00 | 03/24/2024 13:00:00 | 594.47 | 594.47 | 242.11 | 13.56 | 365.92
03/24/2024 14:00:00 | 03/24/2024 14:00:00 | 546.38 | 546.38 | 187.39 | 3.84 | 362.83
03/24/2024 15:00:00 | 03/24/2024 15:00:00 | 303.8 | 303.8 | 49.48 | 92.93 | 347.25
03/24/2024 16:00:00 | 03/24/2024 16:00:00 | 225.22 | 225.22 | 2.24 | 118.27 | 341.25
03/24/2024 17:00:00 | 03/24/2024 17:00:00 | 40.07 | 40.07 | 0 | 291.08 | 331.15
03/24/2024 18:00:00 | 03/24/2024 18:00:00 | 4.52 | 4.52 | 0 | 326.4 | 330.92
03/24/2024 19:00:00 | 03/24/2024 19:00:00 | 0 | 0 | 0 | 332.8 | 332.8
03/24/2024 20:00:00 | 03/24/2024 20:00:00 | 0 | 0 | 0 | 331.52 | 331.52
03/24/2024 21:00:00 | 03/24/2024 21:00:00 | 0 | 0 | 0 | 332.54 | 332.54
03/24/2024 22:00:00 | 03/24/2024 22:00:00 | 0 | 0 | 0 | 332.8 | 332.8
03/24/2024 23:00:00 | 03/24/2024 23:00:00 | 0 | 0 | 0 | 333.31 | 333.31
03/25/2024 00:00:00 | 03/25/2024 00:00:00 | 0 | 0 | 0 | 333.83 | 333.83
03/25/2024 01:00:00 | 03/25/2024 01:00:00 | 0 | 0 | 0 | 330.49 | 330.49
03/25/2024 02:00:00 | 03/25/2024 02:00:00 | 0 | 0 | 0 | 332.55 | 332.55
03/25/2024 03:00:00 | 03/25/2024 03:00:00 | 0 | 0 | 0 | 331.52 | 331.52
03/25/2024 04:00:00 | 03/25/2024 04:00:00 | 0 | 0 | 0 | 331.26 | 331.26
03/25/2024 05:00:00 | 03/25/2024 05:00:00 | 0.31 | 0.31 | 0 | 332.8 | 333.11
03/25/2024 06:00:00 | 03/25/2024 06:00:00 | 69.05 | 69.05 | 0 | 366.59 | 435.64
03/25/2024 07:00:00 | 03/25/2024 07:00:00 | 231.54 | 231.54 | 0 | 725.51 | 957.05
03/25/2024 08:00:00 | 03/25/2024 08:00:00 | 383.78 | 383.78 | 0 | 594.68 | 978.46
03/25/2024 09:00:00 | 03/25/2024 09:00:00 | 534.06 | 534.06 | 10.62 | 260.36 | 783.8
03/25/2024 10:00:00 | 03/25/2024 10:00:00 | 642.31 | 642.31 | 7.49 | 307.2 | 942.02
03/25/2024 11:00:00 | 03/25/2024 11:00:00 | 711.94 | 711.94 | 46.08 | 104.96 | 770.82
03/25/2024 12:00:00 | 03/25/2024 12:00:00 | 722.35 | 722.35 | 42.43 | 190.72 | 870.64
03/25/2024 13:00:00 | 03/25/2024 13:00:00 | 681.76 | 681.76 | 19.07 | 92.92 | 755.61
03/25/2024 14:00:00 | 03/25/2024 14:00:00 | 577.94 | 577.94 | 0 | 357.12 | 935.06
03/25/2024 15:00:00 | 03/25/2024 15:00:00 | 425.03 | 425.03 | 0 | 279.3 | 704.33
03/25/2024 16:00:00 | 03/25/2024 16:00:00 | 231.8 | 231.8 | 0 | 347.39 | 579.19
03/25/2024 17:00:00 | 03/25/2024 17:00:00 | 71.72 | 71.72 | 0 | 535.3 | 607.02
03/25/2024 18:00:00 | 03/25/2024 18:00:00 | 0.53 | 0.53 | 0 | 585.73 | 586.26
03/25/2024 19:00:00 | 03/25/2024 19:00:00 | 0 | 0 | 0 | 709.63 | 709.63
03/25/2024 20:00:00 | 03/25/2024 20:00:00 | 0 | 0 | 0 | 736.25 | 736.25
03/25/2024 21:00:00 | 03/25/2024 21:00:00 | 0 | 0 | 0 | 663.81 | 663.81
03/25/2024 22:00:00 | 03/25/2024 22:00:00 | 0 | 0 | 0 | 412.42 | 412.42
03/25/2024 23:00:00 | 03/25/2024 23:00:00 | 0 | 0 | 0 | 411.13 | 411.13
03/26/2024 00:00:00 | 03/26/2024 00:00:00 | 0 | 0 | 0 | 408.58 | 408.58
03/26/2024 01:00:00 | 03/26/2024 01:00:00 | 0 | 0 | 0 | 404.99 | 404.99
03/26/2024 02:00:00 | 03/26/2024 02:00:00 | 0 | 0 | 0 | 410.37 | 410.37
03/26/2024 03:00:00 | 03/26/2024 03:00:00 | 0 | 0 | 0 | 417.28 | 417.28
03/26/2024 04:00:00 | 03/26/2024 04:00:00 | 0 | 0 | 0 | 418.82 | 418.82
03/26/2024 05:00:00 | 03/26/2024 05:00:00 | 0.1 | 0.1 | 0 | 397.31 | 397.41
03/26/2024 06:00:00 | 03/26/2024 06:00:00 | 31.41 | 31.41 | 0 | 705.02 | 736.43
03/26/2024 07:00:00 | 03/26/2024 07:00:00 | 180.7 | 180.7 | 0 | 888.32 | 1069.02
03/26/2024 08:00:00 | 03/26/2024 08:00:00 | 190.8 | 190.8 | 0 | 937.99 | 1128.79
03/26/2024 09:00:00 | 03/26/2024 09:00:00 | 365.16 | 365.16 | 0 | 783.87 | 1149.03
03/26/2024 10:00:00 | 03/26/2024 10:00:00 | 248.83 | 248.83 | 0 | 621.05 | 869.88
03/26/2024 11:00:00 | 03/26/2024 11:00:00 | 343.94 | 343.94 | 0 | 590.08 | 934.02
03/26/2024 12:00:00 | 03/26/2024 12:00:00 | 297.1 | 297.1 | 0 | 687.36 | 984.46
03/26/2024 13:00:00 | 03/26/2024 13:00:00 | 98.46 | 98.46 | 0 | 626.69 | 725.15
03/26/2024 14:00:00 | 03/26/2024 14:00:00 | 98.79 | 98.79 | 0 | 745.99 | 844.78
03/26/2024 15:00:00 | 03/26/2024 15:00:00 | 63.75 | 63.75 | 0 | 696.06 | 759.81
03/26/2024 16:00:00 | 03/26/2024 16:00:00 | 41.27 | 41.27 | 0 | 544.26 | 585.53
03/26/2024 17:00:00 | 03/26/2024 17:00:00 | 14.3 | 14.3 | 0 | 622.33 | 636.63
03/26/2024 18:00:00 | 03/26/2024 18:00:00 | 0 | 0 | 0 | 498.43 | 498.43
03/26/2024 19:00:00 | 03/26/2024 19:00:00 | 0 | 0 | 0 | 464.39 | 464.39
03/26/2024 20:00:00 | 03/26/2024 20:00:00 | 0 | 0 | 0 | 456.19 | 456.19
03/26/2024 21:00:00 | 03/26/2024 21:00:00 | 0 | 0 | 0 | 456.96 | 456.96
03/26/2024 22:00:00 | 03/26/2024 22:00:00 | 0 | 0 | 0 | 458.24 | 458.24
03/26/2024 23:00:00 | 03/26/2024 23:00:00 | 0 | 0 | 0 | 458.24 | 458.24
03/27/2024 00:00:00 | 03/27/2024 00:00:00 | 0 | 0 | 0 | 455.17 | 455.17
03/27/2024 01:00:00 | 03/27/2024 01:00:00 | 0 | 0 | 0 | 446.46 | 446.46
03/27/2024 02:00:00 | 03/27/2024 02:00:00 | 0 | 0 | 0 | 435.97 | 435.97
03/27/2024 03:00:00 | 03/27/2024 03:00:00 | 0 | 0 | 0 | 414.98 | 414.98
03/27/2024 04:00:00 | 03/27/2024 04:00:00 | 0 | 0 | 0 | 409.34 | 409.34
03/27/2024 05:00:00 | 03/27/2024 05:00:00 | 0 | 0 | 0 | 412.67 | 412.67
03/27/2024 06:00:00 | 03/27/2024 06:00:00 | 4.12 | 4.12 | 0 | 422.15 | 426.27
03/27/2024 07:00:00 | 03/27/2024 07:00:00 | 20.78 | 20.78 | 0 | 750.33 | 771.11
03/27/2024 08:00:00 | 03/27/2024 08:00:00 | 33.79 | 33.79 | 0 | 739.07 | 772.86
03/27/2024 09:00:00 | 03/27/2024 09:00:00 | 103.5 | 103.5 | 0 | 610.31 | 713.81
03/27/2024 10:00:00 | 03/27/2024 10:00:00 | 72.79 | 72.79 | 0 | 588.8 | 661.59
03/27/2024 11:00:00 | 03/27/2024 11:00:00 | 220.99 | 220.99 | 0 | 602.88 | 823.87
03/27/2024 12:00:00 | 03/27/2024 12:00:00 | 239.23 | 239.23 | 0 | 549.37 | 788.6
03/27/2024 13:00:00 | 03/27/2024 13:00:00 | 98.38 | 98.38 | 0 | 623.88 | 722.26
03/27/2024 14:00:00 | 03/27/2024 14:00:00 | 66.8 | 66.8 | 0 | 834.81 | 901.61
03/27/2024 15:00:00 | 03/27/2024 15:00:00 | 26.33 | 26.33 | 0 | 592.9 | 619.23
03/27/2024 16:00:00 | 03/27/2024 16:00:00 | 12.29 | 12.29 | 0 | 686.33 | 698.62
03/27/2024 17:00:00 | 03/27/2024 17:00:00 | 6.04 | 6.04 | 0 | 690.18 | 696.22
03/27/2024 18:00:00 | 03/27/2024 18:00:00 | 0.03 | 0.03 | 0 | 715.26 | 715.29
03/27/2024 19:00:00 | 03/27/2024 19:00:00 | 0 | 0 | 0 | 470.02 | 470.02
03/27/2024 20:00:00 | 03/27/2024 20:00:00 | 0 | 0 | 0 | 441.6 | 441.6
03/27/2024 21:00:00 | 03/27/2024 21:00:00 | 0 | 0 | 0 | 433.66 | 433.66
03/27/2024 22:00:00 | 03/27/2024 22:00:00 | 0 | 0 | 0 | 427.01 | 427.01
03/27/2024 23:00:00 | 03/27/2024 23:00:00 | 0 | 0 | 0 | 411.91 | 411.91
03/28/2024 00:00:00 | 03/28/2024 00:00:00 | 0 | 0 | 0 | 409.85 | 409.85
03/28/2024 01:00:00 | 03/28/2024 01:00:00 | 0 | 0 | 0 | 401.15 | 401.15
03/28/2024 02:00:00 | 03/28/2024 02:00:00 | 0 | 0 | 0 | 355.08 | 355.08
03/28/2024 03:00:00 | 03/28/2024 03:00:00 | 0 | 0 | 0 | 354.3 | 354.3
03/28/2024 04:00:00 | 03/28/2024 04:00:00 | 0 | 0 | 0 | 353.28 | 353.28
03/28/2024 05:00:00 | 03/28/2024 05:00:00 | 0.01 | 0.01 | 0 | 357.63 | 357.64
03/28/2024 06:00:00 | 03/28/2024 06:00:00 | 18.57 | 18.57 | 0 | 449.54 | 468.11
03/28/2024 07:00:00 | 03/28/2024 07:00:00 | 73.62 | 73.62 | 0 | 776.45 | 850.07
03/28/2024 08:00:00 | 03/28/2024 08:00:00 | 101.51 | 101.51 | 0 | 761.85 | 863.36
03/28/2024 09:00:00 | 03/28/2024 09:00:00 | 54.57 | 54.57 | 0 | 736 | 790.57
03/28/2024 10:00:00 | 03/28/2024 10:00:00 | 98.53 | 98.53 | 0 | 830.98 | 929.51
03/28/2024 11:00:00 | 03/28/2024 11:00:00 | 70.1 | 70.1 | 0 | 676.35 | 746.45
03/28/2024 12:00:00 | 03/28/2024 12:00:00 | 63.8 | 63.8 | 0 | 665.34 | 729.14
03/28/2024 13:00:00 | 03/28/2024 13:00:00 | 71.01 | 71.01 | 0 | 529.41 | 600.42
03/28/2024 14:00:00 | 03/28/2024 14:00:00 | 60.12 | 60.12 | 0 | 694.02 | 754.14
03/28/2024 15:00:00 | 03/28/2024 15:00:00 | 38.82 | 38.82 | 0 | 581.63 | 620.45
03/28/2024 16:00:00 | 03/28/2024 16:00:00 | 32.55 | 32.55 | 0 | 590.85 | 623.4
03/28/2024 17:00:00 | 03/28/2024 17:00:00 | 42.82 | 42.82 | 0 | 651.52 | 694.34
03/28/2024 18:00:00 | 03/28/2024 18:00:00 | 2.22 | 2.22 | 0 | 701.69 | 703.91
03/28/2024 19:00:00 | 03/28/2024 19:00:00 | 0 | 0 | 0 | 498.44 | 498.44
03/28/2024 20:00:00 | 03/28/2024 20:00:00 | 0 | 0 | 0 | 428.28 | 428.28
03/28/2024 21:00:00 | 03/28/2024 21:00:00 | 0 | 0 | 0 | 430.08 | 430.08
03/28/2024 22:00:00 | 03/28/2024 22:00:00 | 0 | 0 | 0 | 428.55 | 428.55
03/28/2024 23:00:00 | 03/28/2024 23:00:00 | 0 | 0 | 0 | 429.31 | 429.31
03/29/2024 00:00:00 | 03/29/2024 00:00:00 | 0 | 0 | 0 | 428.8 | 428.8
03/29/2024 01:00:00 | 03/29/2024 01:00:00 | 0 | 0 | 0 | 409.86 | 409.86
03/29/2024 02:00:00 | 03/29/2024 02:00:00 | 0 | 0 | 0 | 359.68 | 359.68
03/29/2024 03:00:00 | 03/29/2024 03:00:00 | 0 | 0 | 0 | 358.14 | 358.14
03/29/2024 04:00:00 | 03/29/2024 04:00:00 | 0 | 0 | 0 | 358.4 | 358.4
03/29/2024 05:00:00 | 03/29/2024 05:00:00 | 0.1 | 0.1 | 0 | 369.41 | 369.51
03/29/2024 06:00:00 | 03/29/2024 06:00:00 | 14 | 14 | 0 | 504.57 | 518.57
03/29/2024 07:00:00 | 03/29/2024 07:00:00 | 40.74 | 40.74 | 0 | 967.17 | 1007.91
03/29/2024 08:00:00 | 03/29/2024 08:00:00 | 62.03 | 62.03 | 0 | 960.77 | 1022.8
03/29/2024 09:00:00 | 03/29/2024 09:00:00 | 132.49 | 132.49 | 0 | 884.99 | 1017.48
03/29/2024 10:00:00 | 03/29/2024 10:00:00 | 186.17 | 186.17 | 0 | 838.91 | 1025.08
03/29/2024 11:00:00 | 03/29/2024 11:00:00 | 331.19 | 331.19 | 10.63 | 445.96 | 766.52
03/29/2024 12:00:00 | 03/29/2024 12:00:00 | 517.58 | 517.58 | 5.31 | 217.85 | 730.12
03/29/2024 13:00:00 | 03/29/2024 13:00:00 | 424.27 | 424.27 | 13.57 | 86.02 | 496.72
03/29/2024 14:00:00 | 03/29/2024 14:00:00 | 485.96 | 485.96 | 20.35 | 145.41 | 611.02
03/29/2024 15:00:00 | 03/29/2024 15:00:00 | 238.98 | 238.98 | 0 | 424.7 | 663.68
03/29/2024 16:00:00 | 03/29/2024 16:00:00 | 147.63 | 147.63 | 0 | 660.22 | 807.85
03/29/2024 17:00:00 | 03/29/2024 17:00:00 | 48.67 | 48.67 | 0 | 720.13 | 768.8
03/29/2024 18:00:00 | 03/29/2024 18:00:00 | 3.11 | 3.11 | 0 | 605.44 | 608.55
03/29/2024 19:00:00 | 03/29/2024 19:00:00 | 0 | 0 | 0 | 513.28 | 513.28
03/29/2024 20:00:00 | 03/29/2024 20:00:00 | 0 | 0 | 0 | 465.15 | 465.15
03/29/2024 21:00:00 | 03/29/2024 21:00:00 | 0 | 0 | 0 | 462.6 | 462.6
03/29/2024 22:00:00 | 03/29/2024 22:00:00 | 0 | 0 | 0 | 450.56 | 450.56
03/29/2024 23:00:00 | 03/29/2024 23:00:00 | 0 | 0 | 0 | 431.87 | 431.87
03/30/2024 00:00:00 | 03/30/2024 00:00:00 | 0 | 0 | 0 | 428.8 | 428.8
03/30/2024 01:00:00 | 03/30/2024 01:00:00 | 0 | 0 | 0 | 428.54 | 428.54
03/30/2024 02:00:00 | 03/30/2024 02:00:00 | 0 | 0 | 0 | 436.74 | 436.74
03/30/2024 03:00:00 | 03/30/2024 03:00:00 | 0 | 0 | 0 | 437.25 | 437.25
03/30/2024 04:00:00 | 03/30/2024 04:00:00 | 0 | 0 | 0 | 429.31 | 429.31
03/30/2024 05:00:00 | 03/30/2024 05:00:00 | 0.92 | 0.92 | 0 | 371.45 | 372.37
03/30/2024 06:00:00 | 03/30/2024 06:00:00 | 52.53 | 52.53 | 0 | 524.55 | 577.08
03/30/2024 07:00:00 | 03/30/2024 07:00:00 | 185.93 | 185.93 | 0 | 526.85 | 712.78
03/30/2024 08:00:00 | 03/30/2024 08:00:00 | 338.69 | 338.69 | 0.25 | 262.14 | 600.58
03/30/2024 09:00:00 | 03/30/2024 09:00:00 | 469.13 | 469.13 | 20.04 | 71.42 | 520.51
03/30/2024 10:00:00 | 03/30/2024 10:00:00 | 584.49 | 584.49 | 140.41 | 1.03 | 445.11
03/30/2024 11:00:00 | 03/30/2024 11:00:00 | 647.47 | 647.47 | 161.73 | 6.4 | 492.14
03/30/2024 12:00:00 | 03/30/2024 12:00:00 | 622.69 | 622.69 | 137.54 | 22.01 | 507.16
03/30/2024 13:00:00 | 03/30/2024 13:00:00 | 572.18 | 572.18 | 167.04 | 1.8 | 406.94
03/30/2024 14:00:00 | 03/30/2024 14:00:00 | 301.56 | 301.56 | 14.72 | 76.8 | 363.64
03/30/2024 15:00:00 | 03/30/2024 15:00:00 | 131.44 | 131.44 | 0 | 206.59 | 338.03
03/30/2024 16:00:00 | 03/30/2024 16:00:00 | 66.87 | 66.87 | 0 | 261.89 | 328.76
03/30/2024 17:00:00 | 03/30/2024 17:00:00 | 57.07 | 57.07 | 0 | 266.75 | 323.82
03/30/2024 18:00:00 | 03/30/2024 18:00:00 | 5.19 | 5.19 | 0 | 318.97 | 324.16
03/30/2024 19:00:00 | 03/30/2024 19:00:00 | 0 | 0 | 0 | 326.15 | 326.15
03/30/2024 20:00:00 | 03/30/2024 20:00:00 | 0 | 0 | 0 | 328.7 | 328.7
03/30/2024 21:00:00 | 03/30/2024 21:00:00 | 0 | 0 | 0 | 328.71 | 328.71
03/30/2024 22:00:00 | 03/30/2024 22:00:00 | 0 | 0 | 0 | 341.24 | 341.24
03/30/2024 23:00:00 | 03/30/2024 23:00:00 | 0 | 0 | 0 | 358.66 | 358.66
03/31/2024 00:00:00 | 03/31/2024 00:00:00 | 0 | 0 | 0 | 344.32 | 344.32
03/31/2024 01:00:00 | 03/31/2024 01:00:00 | 0 | 0 | 0 | 345.09 | 345.09
03/31/2024 02:00:00 | 03/31/2024 02:00:00 |  |  |  |  | 0
03/31/2024 03:00:00 | 03/31/2024 03:00:00 | 0 | 0 | 0 | 344.57 | 344.57
03/31/2024 04:00:00 | 03/31/2024 04:00:00 | 0 | 0 | 0 | 344.32 | 344.32
03/31/2024 05:00:00 | 03/31/2024 05:00:00 | 0 | 0 | 0 | 345.35 | 345.35
03/31/2024 06:00:00 | 03/31/2024 06:00:00 | 0.93 | 0.93 | 0 | 343.55 | 344.48
03/31/2024 07:00:00 | 03/31/2024 07:00:00 | 22.06 | 22.06 | 0 | 320.51 | 342.57
03/31/2024 08:00:00 | 03/31/2024 08:00:00 | 91.67 | 91.67 | 0 | 254.21 | 345.88
03/31/2024 09:00:00 | 03/31/2024 09:00:00 | 97.52 | 97.52 | 0 | 249.6 | 347.12
03/31/2024 10:00:00 | 03/31/2024 10:00:00 | 41.45 | 41.45 | 1.66 | 304.13 | 343.92
03/31/2024 11:00:00 | 03/31/2024 11:00:00 | 0 | 0 | 0 | 339.2 | 339.2
03/31/2024 12:00:00 | 03/31/2024 12:00:00 | 0 | 0 | 0 | 340.99 | 340.99
03/31/2024 13:00:00 | 03/31/2024 13:00:00 | 0 | 0 | 0 | 340.74 | 340.74
03/31/2024 14:00:00 | 03/31/2024 14:00:00 | 0 | 0 | 0 | 340.22 | 340.22
03/31/2024 15:00:00 | 03/31/2024 15:00:00 | 0 | 0 | 0 | 340.22 | 340.22
03/31/2024 16:00:00 | 03/31/2024 16:00:00 | 0 | 0 | 0 | 340.74 | 340.74
03/31/2024 17:00:00 | 03/31/2024 17:00:00 | 0 | 0 | 0 | 342.78 | 342.78
03/31/2024 18:00:00 | 03/31/2024 18:00:00 | 0 | 0 | 0 | 342.79 | 342.79
03/31/2024 19:00:00 | 03/31/2024 19:00:00 | 0 | 0 | 0 | 347.13 | 347.13
03/31/2024 20:00:00 | 03/31/2024 20:00:00 | 0 | 0 | 0 | 346.88 | 346.88
03/31/2024 21:00:00 | 03/31/2024 21:00:00 | 0 | 0 | 0 | 347.14 | 347.14
03/31/2024 22:00:00 | 03/31/2024 22:00:00 | 0 | 0 | 0 | 347.39 | 347.39
03/31/2024 23:00:00 | 03/31/2024 23:00:00 | 0 | 0 | 0 | 346.63 | 346.63
2024-01-04 | 45295 | 0 | 0 | 0 | 347.64 | 347.64
2024-01-04 01:00 | 45295.0417 | 0 | 0 | 0 | 347.14 | 347.14
2024-01-04 02:00 | 45295.0833 | 0 | 0 | 0 | 347.65 | 347.65
2024-01-04 03:00 | 45295.125 | 0 | 0 | 0 | 347.39 | 347.39
2024-01-04 04:00 | 45295.1667 | 0 | 0 | 0 | 347.65 | 347.65
2024-01-04 05:00 | 45295.2083 | 0 | 0 | 0 | 348.93 | 348.93
2024-01-04 06:00 | 45295.25 | 0 | 0 | 0 | 346.36 | 346.36
2024-01-04 07:00 | 45295.2917 | 0 | 0 | 0 | 346.63 | 346.63
2024-01-04 08:00 | 45295.3333 | 0 | 0 | 0 | 343.55 | 343.55
2024-01-04 09:00 | 45295.375 | 0 | 0 | 0 | 344.32 | 344.32
2024-01-04 10:00 | 45295.4167 | 0 | 0 | 0 | 342.78 | 342.78
2024-01-04 11:00 | 45295.4583 | 0 | 0 | 0 | 340.74 | 340.74
2024-01-04 12:00 | 45295.5 | 0 | 0 | 0 | 340.48 | 340.48
2024-01-04 13:00 | 45295.5417 | 0 | 0 | 0 | 338.69 | 338.69
2024-01-04 14:00 | 45295.5833 | 0 | 0 | 0 | 341.76 | 341.76
2024-01-04 15:00 | 45295.625 | 0 | 0 | 0 | 336.89 | 336.89
2024-01-04 16:00 | 45295.6667 | 0 | 0 | 0 | 339.97 | 339.97
2024-01-04 17:00 | 45295.7083 | 0 | 0 | 0 | 337.92 | 337.92
2024-01-04 18:00 | 45295.75 | 0 | 0 | 0 | 338.69 | 338.69
2024-01-04 19:00 | 45295.7917 | 0 | 0 | 0 | 340.22 | 340.22
2024-01-04 20:00 | 45295.8333 | 0 | 0 | 0 | 342.02 | 342.02
2024-01-04 21:00 | 45295.875 | 0 | 0 | 0 | 341.25 | 341.25
2024-01-04 22:00 | 45295.9167 | 0 | 0 | 0 | 343.81 | 343.81
2024-01-04 23:00 | 45295.9583 | 0 | 0 | 0 | 340.22 | 340.22
2024-02-04 | 45326 | 0 | 0 | 0 | 342.27 | 342.27
2024-02-04 01:00 | 45326.0417 | 0 | 0 | 0 | 340.99 | 340.99
2024-02-04 02:00 | 45326.0833 | 0 | 0 | 0 | 343.04 | 343.04
2024-02-04 03:00 | 45326.125 | 0 | 0 | 0 | 342.79 | 342.79
2024-02-04 04:00 | 45326.1667 | 0 | 0 | 0 | 341.25 | 341.25
2024-02-04 05:00 | 45326.2083 | 0 | 0 | 0 | 342.78 | 342.78
2024-02-04 06:00 | 45326.25 | 0 | 0 | 0 | 564.74 | 564.74
2024-02-04 07:00 | 45326.2917 | 0 | 0 | 0 | 678.14 | 678.14
2024-02-04 08:00 | 45326.3333 | 0 | 0 | 0 | 566.78 | 566.78
2024-02-04 09:00 | 45326.375 | 0 | 0 | 0 | 604.16 | 604.16
2024-02-04 10:00 | 45326.4167 | 300.14 | 300.14 | 35.2 | 294.66 | 559.6
2024-02-04 11:00 | 45326.4583 | 592.24 | 592.24 | 3.01 | 212.74 | 801.97
2024-02-04 12:00 | 45326.5 | 616.81 | 616.81 | 55.93 | 180.73 | 741.61
2024-02-04 13:00 | 45326.5417 | 562.94 | 562.94 | 90.63 | 183.81 | 656.12
2024-02-04 14:00 | 45326.5833 | 665.04 | 665.04 | 72.32 | 84.48 | 677.2
2024-02-04 15:00 | 45326.625 | 530.65 | 530.65 | 0.19 | 254.21 | 784.67
2024-02-04 16:00 | 45326.6667 | 513.73 | 513.73 | 0 | 294.91 | 808.64
2024-02-04 17:00 | 45326.7083 | 264.75 | 264.75 | 0 | 513.79 | 778.54
2024-02-04 18:00 | 45326.75 | 65.94 | 65.94 | 0 | 745.99 | 811.93
2024-02-04 19:00 | 45326.7917 | 6.07 | 6.07 | 0 | 687.36 | 693.43
2024-02-04 20:00 | 45326.8333 | 0 | 0 | 0 | 763.13 | 763.13
2024-02-04 21:00 | 45326.875 | 0 | 0 | 0 | 714.5 | 714.5
2024-02-04 22:00 | 45326.9167 | 0 | 0 | 0 | 460.03 | 460.03
2024-02-04 23:00 | 45326.9583 | 0 | 0 | 0 | 458.75 | 458.75
2024-03-04 | 45355 | 0 | 0 | 0 | 459.78 | 459.78
2024-03-04 01:00 | 45355.0417 | 0 | 0 | 0 | 458.75 | 458.75
2024-03-04 02:00 | 45355.0833 | 0 | 0 | 0 | 459.78 | 459.78
2024-03-04 03:00 | 45355.125 | 0 | 0 | 0 | 459 | 459
2024-03-04 04:00 | 45355.1667 | 0 | 0 | 0 | 456.71 | 456.71
2024-03-04 05:00 | 45355.2083 | 0 | 0 | 0 | 456.45 | 456.45
2024-03-04 06:00 | 45355.25 | 2.06 | 2.06 | 0 | 605.18 | 607.24
2024-03-04 07:00 | 45355.2917 | 58.9 | 58.9 | 0 | 943.62 | 1002.52
2024-03-04 08:00 | 45355.3333 | 163.45 | 163.45 | 0 | 963.07 | 1126.52
2024-03-04 09:00 | 45355.375 | 293.16 | 293.16 | 0 | 645.12 | 938.28
2024-03-04 10:00 | 45355.4167 | 164.86 | 164.86 | 0 | 663.55 | 828.41
2024-03-04 11:00 | 45355.4583 | 139.2 | 139.2 | 0 | 754.94 | 894.14
2024-03-04 12:00 | 45355.5 | 181.68 | 181.68 | 0 | 761.09 | 942.77
2024-03-04 13:00 | 45355.5417 | 233.8 | 233.8 | 0 | 816.13 | 1049.93
2024-03-04 14:00 | 45355.5833 | 430.24 | 430.24 | 0 | 506.88 | 937.12
2024-03-04 15:00 | 45355.625 | 379.76 | 379.76 | 5.89 | 439.55 | 813.42
2024-03-04 16:00 | 45355.6667 | 138.52 | 138.52 | 0 | 676.35 | 814.87
2024-03-04 17:00 | 45355.7083 | 30.09 | 30.09 | 0 | 716.8 | 746.89
2024-03-04 18:00 | 45355.75 | 37.57 | 37.57 | 0 | 702.72 | 740.29
2024-03-04 19:00 | 45355.7917 | 1.41 | 1.41 | 0 | 849.16 | 850.57
2024-03-04 20:00 | 45355.8333 | 0 | 0 | 0 | 813.05 | 813.05
2024-03-04 21:00 | 45355.875 | 0 | 0 | 0 | 790.79 | 790.79
2024-03-04 22:00 | 45355.9167 | 0 | 0 | 0 | 519.16 | 519.16
2024-03-04 23:00 | 45355.9583 | 0 | 0 | 0 | 518.92 | 518.92
2024-04-04 | 45386 | 0 | 0 | 0 | 505.6 | 505.6
2024-04-04 01:00 | 45386.0417 | 0 | 0 | 0 | 500.48 | 500.48
2024-04-04 02:00 | 45386.0833 | 0 | 0 | 0 | 464.89 | 464.89
2024-04-04 03:00 | 45386.125 | 0 | 0 | 0 | 450.56 | 450.56
2024-04-04 04:00 | 45386.1667 | 0 | 0 | 0 | 484.1 | 484.1
2024-04-04 05:00 | 45386.2083 | 0 | 0 | 0 | 470.53 | 470.53
2024-04-04 06:00 | 45386.25 | 2.61 | 2.61 | 0 | 635.64 | 638.25
2024-04-04 07:00 | 45386.2917 | 54.15 | 54.15 | 0 | 1057.03 | 1111.18
2024-04-04 08:00 | 45386.3333 | 148.93 | 148.93 | 0 | 879.36 | 1028.29
2024-04-04 09:00 | 45386.375 | 303.47 | 303.47 | 0 | 348.16 | 651.63
2024-04-04 10:00 | 45386.4167 | 523.3 | 523.3 | 0.06 | 288.51 | 811.75
2024-04-04 11:00 | 45386.4583 | 560.06 | 560.06 | 21.51 | 255.74 | 794.29
2024-04-04 12:00 | 45386.5 | 568.39 | 568.39 | 108.09 | 118.53 | 578.83
2024-04-04 13:00 | 45386.5417 | 570.52 | 570.52 | 137.92 | 100.35 | 532.95
2024-04-04 14:00 | 45386.5833 | 649.1 | 649.1 | 36.1 | 143.36 | 756.36
2024-04-04 15:00 | 45386.625 | 379.57 | 379.57 | 0 | 399.36 | 778.93
2024-04-04 16:00 | 45386.6667 | 329.7 | 329.7 | 0 | 461.32 | 791.02
2024-04-04 17:00 | 45386.7083 | 260.06 | 260.06 | 0 | 382.46 | 642.52
2024-04-04 18:00 | 45386.75 | 94.04 | 94.04 | 0 | 667.39 | 761.43
2024-04-04 19:00 | 45386.7917 | 6.06 | 6.06 | 0 | 695.55 | 701.61
2024-04-04 20:00 | 45386.8333 | 0 | 0 | 0 | 792.07 | 792.07
2024-04-04 21:00 | 45386.875 | 0 | 0 | 0 | 729.6 | 729.6
2024-04-04 22:00 | 45386.9167 | 0 | 0 | 0 | 488.19 | 488.19
2024-04-04 23:00 | 45386.9583 | 0 | 0 | 0 | 491.01 | 491.01
2024-05-04 | 45416 | 0 | 0 | 0 | 485.89 | 485.89
2024-05-04 01:00 | 45416.0417 | 0 | 0 | 0 | 499.71 | 499.71
2024-05-04 02:00 | 45416.0833 | 0 | 0 | 0 | 493.05 | 493.05
2024-05-04 03:00 | 45416.125 | 0 | 0 | 0 | 474.12 | 474.12
2024-05-04 04:00 | 45416.1667 | 0 | 0 | 0 | 471.04 | 471.04
2024-05-04 05:00 | 45416.2083 | 0 | 0 | 0 | 463.1 | 463.1
2024-05-04 06:00 | 45416.25 | 5.9 | 5.9 | 0 | 654.08 | 659.98
2024-05-04 07:00 | 45416.2917 | 76.09 | 76.09 | 0 | 1096.96 | 1173.05
2024-05-04 08:00 | 45416.3333 | 222.32 | 222.32 | 0 | 892.93 | 1115.25
2024-05-04 09:00 | 45416.375 | 295.01 | 295.01 | 0 | 418.3 | 713.31
2024-05-04 10:00 | 45416.4167 | 480.04 | 480.04 | 0.38 | 399.62 | 879.28
2024-05-04 11:00 | 45416.4583 | 595.33 | 595.33 | 0 | 348.93 | 944.26
2024-05-04 12:00 | 45416.5 | 639.94 | 639.94 | 10.37 | 198.65 | 828.22
2024-05-04 13:00 | 45416.5417 | 578.3 | 578.3 | 9.41 | 198.66 | 767.55
2024-05-04 14:00 | 45416.5833 | 583.73 | 583.73 | 12.41 | 255.49 | 826.81
2024-05-04 15:00 | 45416.625 | 443.05 | 443.05 | 0 | 510.2 | 953.25
2024-05-04 16:00 | 45416.6667 | 330.11 | 330.11 | 0 | 416.77 | 746.88
2024-05-04 17:00 | 45416.7083 | 190.67 | 190.67 | 0 | 512.26 | 702.93
2024-05-04 18:00 | 45416.75 | 102.62 | 102.62 | 0 | 607.23 | 709.85
2024-05-04 19:00 | 45416.7917 | 11.36 | 11.36 | 0 | 540.93 | 552.29
2024-05-04 20:00 | 45416.8333 | 0 | 0 | 0 | 666.88 | 666.88
2024-05-04 21:00 | 45416.875 | 0 | 0 | 0 | 685.57 | 685.57
2024-05-04 22:00 | 45416.9167 | 0 | 0 | 0 | 462.08 | 462.08
2024-05-04 23:00 | 45416.9583 | 0 | 0 | 0 | 460.03 | 460.03
2024-06-04 | 45447 | 0 | 0 | 0 | 460.54 | 460.54
2024-06-04 01:00 | 45447.0417 | 0 | 0 | 0 | 459.01 | 459.01
2024-06-04 02:00 | 45447.0833 | 0 | 0 | 0 | 440.32 | 440.32
2024-06-04 03:00 | 45447.125 | 0 | 0 | 0 | 439.55 | 439.55
2024-06-04 04:00 | 45447.1667 | 0 | 0 | 0 | 441.35 | 441.35
2024-06-04 05:00 | 45447.2083 | 0 | 0 | 0 | 440.32 | 440.32
2024-06-04 06:00 | 45447.25 | 3.5 | 3.5 | 0 | 622.08 | 625.58
2024-06-04 07:00 | 45447.2917 | 85.73 | 85.73 | 0 | 745.98 | 831.71
2024-06-04 08:00 | 45447.3333 | 237.49 | 237.49 | 0 | 391.42 | 628.91
2024-06-04 09:00 | 45447.375 | 397.49 | 397.49 | 0 | 135.94 | 533.43
2024-06-04 10:00 | 45447.4167 | 537.98 | 537.98 | 0 | 134.91 | 672.89
2024-06-04 11:00 | 45447.4583 | 638.29 | 638.29 | 53.44 | 59.39 | 644.24
2024-06-04 12:00 | 45447.5 | 701.44 | 701.44 | 12.87 | 110.85 | 799.42
2024-06-04 13:00 | 45447.5417 | 701.88 | 701.88 | 76.8 | 30.72 | 655.8
2024-06-04 14:00 | 45447.5833 | 657.47 | 657.47 | 184 | 1.28 | 474.75
2024-06-04 15:00 | 45447.625 | 556.05 | 556.05 | 90.81 | 0 | 465.24
2024-06-04 16:00 | 45447.6667 | 403.7 | 403.7 | 9.92 | 60.16 | 453.94
2024-06-04 17:00 | 45447.7083 | 239.81 | 239.81 | 0 | 202.24 | 442.05
2024-06-04 18:00 | 45447.75 | 110.12 | 110.12 | 0 | 317.95 | 428.07
2024-06-04 19:00 | 45447.7917 | 20.18 | 20.18 | 0 | 387.33 | 407.51
2024-06-04 20:00 | 45447.8333 | 0 | 0 | 0 | 409.6 | 409.6
2024-06-04 21:00 | 45447.875 | 0 | 0 | 0 | 404.48 | 404.48
2024-06-04 22:00 | 45447.9167 | 0 | 0 | 0 | 404.74 | 404.74
2024-06-04 23:00 | 45447.9583 | 0 | 0 | 0 | 406.53 | 406.53
2024-07-04 | 45477 | 0 | 0 | 0 | 404.73 | 404.73
2024-07-04 01:00 | 45477.0417 | 0 | 0 | 0 | 342.53 | 342.53
2024-07-04 02:00 | 45477.0833 | 0 | 0 | 0 | 342.02 | 342.02
2024-07-04 03:00 | 45477.125 | 0 | 0 | 0 | 342.27 | 342.27
2024-07-04 04:00 | 45477.1667 | 0 | 0 | 0 | 340.99 | 340.99
2024-07-04 05:00 | 45477.2083 | 0 | 0 | 0 | 342.02 | 342.02
2024-07-04 06:00 | 45477.25 | 5.39 | 5.39 | 0 | 333.05 | 338.44
2024-07-04 07:00 | 45477.2917 | 62.41 | 62.41 | 0 | 269.83 | 332.24
2024-07-04 08:00 | 45477.3333 | 219.74 | 219.74 | 0.71 | 118.78 | 337.81
2024-07-04 09:00 | 45477.375 | 395.51 | 395.51 | 48.7 | 4.35 | 351.16
2024-07-04 10:00 | 45477.4167 | 538.3 | 538.3 | 177.22 | 0 | 361.08
2024-07-04 11:00 | 45477.4583 | 632.65 | 632.65 | 265.41 | 0 | 367.24
2024-07-04 12:00 | 45477.5 | 697.48 | 697.48 | 325.31 | 0 | 372.17
2024-07-04 13:00 | 45477.5417 | 683.22 | 683.22 | 318.65 | 0.26 | 364.83
2024-07-04 14:00 | 45477.5833 | 601.86 | 601.86 | 242.76 | 0 | 359.1
2024-07-04 15:00 | 45477.625 | 547.71 | 547.71 | 188.99 | 0 | 358.72
2024-07-04 16:00 | 45477.6667 | 436.46 | 436.46 | 85.63 | 0 | 350.83
2024-07-04 17:00 | 45477.7083 | 281.97 | 281.97 | 1.22 | 60.16 | 340.91
2024-07-04 18:00 | 45477.75 | 99.36 | 99.36 | 0 | 235.01 | 334.37
2024-07-04 19:00 | 45477.7917 | 9.07 | 9.07 | 0 | 318.46 | 327.53
2024-07-04 20:00 | 45477.8333 | 0 | 0 | 0 | 334.08 | 334.08
2024-07-04 21:00 | 45477.875 | 0 | 0 | 0 | 333.06 | 333.06
2024-07-04 22:00 | 45477.9167 | 0 | 0 | 0 | 331.52 | 331.52
2024-07-04 23:00 | 45477.9583 | 0 | 0 | 0 | 331.77 | 331.77
2024-08-04 | 45508 | 0 | 0 | 0 | 331.52 | 331.52
2024-08-04 01:00 | 45508.0417 | 0 | 0 | 0 | 331.27 | 331.27
2024-08-04 02:00 | 45508.0833 | 0 | 0 | 0 | 331.26 | 331.26
2024-08-04 03:00 | 45508.125 | 0 | 0 | 0 | 330.75 | 330.75
2024-08-04 04:00 | 45508.1667 | 0 | 0 | 0 | 331.27 | 331.27
2024-08-04 05:00 | 45508.2083 | 0 | 0 | 0 | 313.6 | 313.6
2024-08-04 06:00 | 45508.25 | 4.11 | 4.11 | 0 | 513.28 | 517.39
2024-08-04 07:00 | 45508.2917 | 57.29 | 57.29 | 0 | 837.37 | 894.66
2024-08-04 08:00 | 45508.3333 | 164.09 | 164.09 | 0 | 860.67 | 1024.76
2024-08-04 09:00 | 45508.375 | 307.87 | 307.87 | 0 | 646.92 | 954.79
2024-08-04 10:00 | 45508.4167 | 563.9 | 563.9 | 0 | 460.8 | 1024.7
2024-08-04 11:00 | 45508.4583 | 660.11 | 660.11 | 1.66 | 225.28 | 883.73
2024-08-04 12:00 | 45508.5 | 716.04 | 716.04 | 22.14 | 273.15 | 967.05
2024-08-04 13:00 | 45508.5417 | 623.11 | 623.11 | 8.64 | 179.71 | 794.18
2024-08-04 14:00 | 45508.5833 | 547.08 | 547.08 | 1.35 | 202.5 | 748.23
2024-08-04 15:00 | 45508.625 | 472.95 | 472.95 | 2.56 | 187.13 | 657.52
2024-08-04 16:00 | 45508.6667 | 455.08 | 455.08 | 13.69 | 247.81 | 689.2
2024-08-04 17:00 | 45508.7083 | 239.22 | 239.22 | 0 | 396.8 | 636.02
2024-08-04 18:00 | 45508.75 | 109.11 | 109.11 | 0 | 605.18 | 714.29
2024-08-04 19:00 | 45508.7917 | 19 | 19 | 0 | 758.02 | 777.02
2024-08-04 20:00 | 45508.8333 | 0 | 0 | 0 | 786.18 | 786.18
2024-08-04 21:00 | 45508.875 | 0 | 0 | 0 | 692.48 | 692.48
2024-08-04 22:00 | 45508.9167 | 0 | 0 | 0 | 436.22 | 436.22
2024-08-04 23:00 | 45508.9583 | 0 | 0 | 0 | 435.71 | 435.71
2024-09-04 | 45539 | 0 | 0 | 0 | 430.85 | 430.85
2024-09-04 01:00 | 45539.0417 | 0 | 0 | 0 | 418.05 | 418.05
2024-09-04 02:00 | 45539.0833 | 0 | 0 | 0 | 414.97 | 414.97
2024-09-04 03:00 | 45539.125 | 0 | 0 | 0 | 413.96 | 413.96
2024-09-04 04:00 | 45539.1667 | 0 | 0 | 0 | 412.41 | 412.41
2024-09-04 05:00 | 45539.2083 | 0 | 0 | 0 | 413.44 | 413.44
2024-09-04 06:00 | 45539.25 | 4.8 | 4.8 | 0 | 714.24 | 719.04
2024-09-04 07:00 | 45539.2917 | 76.7 | 76.7 | 0 | 865.03 | 941.73
2024-09-04 08:00 | 45539.3333 | 162.02 | 162.02 | 0 | 741.12 | 903.14
2024-09-04 09:00 | 45539.375 | 323.39 | 323.39 | 0 | 677.63 | 1001.02
2024-09-04 10:00 | 45539.4167 | 515.71 | 515.71 | 2.76 | 339.45 | 852.4
2024-09-04 11:00 | 45539.4583 | 654.75 | 654.75 | 20.16 | 207.88 | 842.47
2024-09-04 12:00 | 45539.5 | 718.26 | 718.26 | 22.59 | 250.11 | 945.78
2024-09-04 13:00 | 45539.5417 | 693.97 | 693.97 | 1.41 | 288.51 | 981.07
2024-09-04 14:00 | 45539.5833 | 676.74 | 676.74 | 0.32 | 325.38 | 1001.8
2024-09-04 15:00 | 45539.625 | 443.37 | 443.37 | 6.91 | 355.32 | 791.78
2024-09-04 16:00 | 45539.6667 | 282.86 | 282.86 | 0 | 417.03 | 699.89
2024-09-04 17:00 | 45539.7083 | 284.88 | 284.88 | 0 | 465.15 | 750.03
2024-09-04 18:00 | 45539.75 | 146.32 | 146.32 | 0 | 662.53 | 808.85
2024-09-04 19:00 | 45539.7917 | 18.59 | 18.59 | 0 | 732.16 | 750.75
2024-09-04 20:00 | 45539.8333 | 0 | 0 | 0 | 809.47 | 809.47
2024-09-04 21:00 | 45539.875 | 0 | 0 | 0 | 723.2 | 723.2
2024-09-04 22:00 | 45539.9167 | 0 | 0 | 0 | 465.41 | 465.41
2024-09-04 23:00 | 45539.9583 | 0 | 0 | 0 | 457.73 | 457.73
2024-10-04 | 45569 | 0 | 0 | 0 | 451.84 | 451.84
2024-10-04 01:00 | 45569.0417 | 0 | 0 | 0 | 447.74 | 447.74
2024-10-04 02:00 | 45569.0833 | 0 | 0 | 0 | 445.7 | 445.7
2024-10-04 03:00 | 45569.125 | 0 | 0 | 0 | 444.92 | 444.92
2024-10-04 04:00 | 45569.1667 | 0 | 0 | 0 | 434.18 | 434.18
2024-10-04 05:00 | 45569.2083 | 0 | 0 | 0 | 432.13 | 432.13
2024-10-04 06:00 | 45569.25 | 2.62 | 2.62 | 0 | 440.06 | 442.68
2024-10-04 07:00 | 45569.2917 | 17.79 | 17.79 | 0 | 748.8 | 766.59
2024-10-04 08:00 | 45569.3333 | 52.26 | 52.26 | 0 | 760.32 | 812.58
2024-10-04 09:00 | 45569.375 | 232.61 | 232.61 | 0 | 560.64 | 793.25
2024-10-04 10:00 | 45569.4167 | 299.89 | 299.89 | 0 | 368.9 | 668.79
2024-10-04 11:00 | 45569.4583 | 472.26 | 472.26 | 20.09 | 237.82 | 689.99
2024-10-04 12:00 | 45569.5 | 144.94 | 144.94 | 0 | 524.55 | 669.49
2024-10-04 13:00 | 45569.5417 | 156.63 | 156.63 | 0 | 556.28 | 712.91
2024-10-04 14:00 | 45569.5833 | 272.29 | 272.29 | 1.28 | 528.13 | 799.14
2024-10-04 15:00 | 45569.625 | 302.06 | 302.06 | 0 | 179.46 | 481.52
2024-10-04 16:00 | 45569.6667 | 204.67 | 204.67 | 0 | 363.26 | 567.93
2024-10-04 17:00 | 45569.7083 | 134.28 | 134.28 | 0 | 459.27 | 593.55
2024-10-04 18:00 | 45569.75 | 44.49 | 44.49 | 0 | 555.52 | 600.01
2024-10-04 19:00 | 45569.7917 | 7.06 | 7.06 | 0 | 517.63 | 524.69
2024-10-04 20:00 | 45569.8333 | 0 | 0 | 0 | 685.57 | 685.57
2024-10-04 21:00 | 45569.875 | 0 | 0 | 0 | 528.38 | 528.38
2024-10-04 22:00 | 45569.9167 | 0 | 0 | 0 | 410.11 | 410.11
2024-10-04 23:00 | 45569.9583 | 0 | 0 | 0 | 411.14 | 411.14
2024-11-04 | 45600 | 0 | 0 | 0 | 411.39 | 411.39
2024-11-04 01:00 | 45600.0417 | 0 | 0 | 0 | 412.93 | 412.93
2024-11-04 02:00 | 45600.0833 | 0 | 0 | 0 | 409.34 | 409.34
2024-11-04 03:00 | 45600.125 | 0 | 0 | 0 | 412.42 | 412.42
2024-11-04 04:00 | 45600.1667 | 0 | 0 | 0 | 410.88 | 410.88
2024-11-04 05:00 | 45600.2083 | 0 | 0 | 0 | 410.11 | 410.11
2024-11-04 06:00 | 45600.25 | 7.13 | 7.13 | 0 | 612.61 | 619.74
2024-11-04 07:00 | 45600.2917 | 87.06 | 87.06 | 0 | 823.29 | 910.35
2024-11-04 08:00 | 45600.3333 | 262.8 | 262.8 | 0 | 729.6 | 992.4
2024-11-04 09:00 | 45600.375 | 419.9 | 419.9 | 0 | 631.56 | 1051.46
2024-11-04 10:00 | 45600.4167 | 570.34 | 570.34 | 1.99 | 272.89 | 841.24
2024-11-04 11:00 | 45600.4583 | 709.65 | 709.65 | 14.27 | 218.88 | 914.26
2024-11-04 12:00 | 45600.5 | 716.22 | 716.22 | 42.37 | 225.28 | 899.13
2024-11-04 13:00 | 45600.5417 | 822.03 | 822.03 | 37.5 | 112.64 | 897.17
2024-11-04 14:00 | 45600.5833 | 743.65 | 743.65 | 18.56 | 132.35 | 857.44
2024-11-04 15:00 | 45600.625 | 587.24 | 587.24 | 37.51 | 63.49 | 613.22
2024-11-04 16:00 | 45600.6667 | 350.14 | 350.14 | 0.83 | 356.35 | 705.66
2024-11-04 17:00 | 45600.7083 | 338.68 | 338.68 | 0 | 456.2 | 794.88
2024-11-04 18:00 | 45600.75 | 171.66 | 171.66 | 0 | 545.79 | 717.45
2024-11-04 19:00 | 45600.7917 | 30.46 | 30.46 | 0 | 553.73 | 584.19
2024-11-04 20:00 | 45600.8333 | 0 | 0 | 0 | 763.9 | 763.9
2024-11-04 21:00 | 45600.875 | 0 | 0 | 0 | 675.58 | 675.58
2024-11-04 22:00 | 45600.9167 | 0 | 0 | 0 | 479.49 | 479.49
2024-11-04 23:00 | 45600.9583 | 0 | 0 | 0 | 473.09 | 473.09
2024-12-04 | 45630 | 0 | 0 | 0 | 458.5 | 458.5
2024-12-04 01:00 | 45630.0417 | 0 | 0 | 0 | 446.97 | 446.97
2024-12-04 02:00 | 45630.0833 | 0 | 0 | 0 | 438.53 | 438.53
2024-12-04 03:00 | 45630.125 | 0 | 0 | 0 | 444.93 | 444.93
2024-12-04 04:00 | 45630.1667 | 0 | 0 | 0 | 444.16 | 444.16
2024-12-04 05:00 | 45630.2083 | 0 | 0 | 0 | 440.83 | 440.83
2024-12-04 06:00 | 45630.25 | 12.32 | 12.32 | 0 | 688.64 | 700.96
2024-12-04 07:00 | 45630.2917 | 126.74 | 126.74 | 0 | 855.81 | 982.55
2024-12-04 08:00 | 45630.3333 | 281.25 | 281.25 | 0 | 427.52 | 708.77
2024-12-04 09:00 | 45630.375 | 449.67 | 449.67 | 0 | 537.34 | 987.01
2024-12-04 10:00 | 45630.4167 | 605.65 | 605.65 | 0 | 316.67 | 922.32
2024-12-04 11:00 | 45630.4583 | 714.63 | 714.63 | 0 | 231.17 | 945.8
2024-12-04 12:00 | 45630.5 | 773.96 | 773.96 | 0 | 260.1 | 1034.06
2024-12-04 13:00 | 45630.5417 | 790.42 | 790.42 | 163.13 | 17.92 | 645.21
2024-12-04 14:00 | 45630.5833 | 742.61 | 742.61 | 35.72 | 116.48 | 823.37
2024-12-04 15:00 | 45630.625 | 639.52 | 639.52 | 31.23 | 146.69 | 754.98
2024-12-04 16:00 | 45630.6667 | 493.36 | 493.36 | 2.94 | 197.37 | 687.79
2024-12-04 17:00 | 45630.7083 | 314.44 | 314.44 | 0 | 434.43 | 748.87
2024-12-04 18:00 | 45630.75 | 144.97 | 144.97 | 0 | 654.6 | 799.57
2024-12-04 19:00 | 45630.7917 | 26.2 | 26.2 | 0 | 741.37 | 767.57
2024-12-04 20:00 | 45630.8333 | 0 | 0 | 0 | 573.19 | 573.19
2024-12-04 21:00 | 45630.875 | 0 | 0 | 0 | 709.63 | 709.63
2024-12-04 22:00 | 45630.9167 | 0 | 0 | 0 | 455.42 | 455.42
2024-12-04 23:00 | 45630.9583 | 0 | 0 | 0 | 455.94 | 455.94
04/13/2024 00:00:00 | 04/13/2024 00:00:00 | 0 | 0 | 0 | 453.37 | 453.37
04/13/2024 01:00:00 | 04/13/2024 01:00:00 | 0 | 0 | 0 | 451.84 | 451.84
04/13/2024 02:00:00 | 04/13/2024 02:00:00 | 0 | 0 | 0 | 441.6 | 441.6
04/13/2024 03:00:00 | 04/13/2024 03:00:00 | 0 | 0 | 0 | 438.28 | 438.28
04/13/2024 04:00:00 | 04/13/2024 04:00:00 | 0 | 0 | 0 | 436.99 | 436.99
04/13/2024 05:00:00 | 04/13/2024 05:00:00 | 0 | 0 | 0 | 432.64 | 432.64
04/13/2024 06:00:00 | 04/13/2024 06:00:00 | 16.44 | 16.44 | 0 | 598.53 | 614.97
04/13/2024 07:00:00 | 04/13/2024 07:00:00 | 142.61 | 142.61 | 0 | 510.97 | 653.58
04/13/2024 08:00:00 | 04/13/2024 08:00:00 | 234.83 | 234.83 | 0 | 428.8 | 663.63
04/13/2024 09:00:00 | 04/13/2024 09:00:00 | 440.36 | 440.36 | 0 | 363.78 | 804.14
04/13/2024 10:00:00 | 04/13/2024 10:00:00 | 582.73 | 582.73 | 0 | 257.53 | 840.26
04/13/2024 11:00:00 | 04/13/2024 11:00:00 | 717.21 | 717.21 | 0 | 155.91 | 873.12
04/13/2024 12:00:00 | 04/13/2024 12:00:00 | 770.61 | 770.61 | 10.18 | 60.41 | 820.84
04/13/2024 13:00:00 | 04/13/2024 13:00:00 | 767.49 | 767.49 | 150.14 | 9.73 | 627.08
04/13/2024 14:00:00 | 04/13/2024 14:00:00 | 739.32 | 739.32 | 248.45 | 0 | 490.87
04/13/2024 15:00:00 | 04/13/2024 15:00:00 | 648 | 648 | 166.34 | 0 | 481.66
04/13/2024 16:00:00 | 04/13/2024 16:00:00 | 511.82 | 511.82 | 41.72 | 7.68 | 477.78
04/13/2024 17:00:00 | 04/13/2024 17:00:00 | 331.88 | 331.88 | 0 | 135.43 | 467.31
04/13/2024 18:00:00 | 04/13/2024 18:00:00 | 155.87 | 155.87 | 0 | 299.52 | 455.39
04/13/2024 19:00:00 | 04/13/2024 19:00:00 | 21.66 | 21.66 | 0 | 426.24 | 447.9
04/13/2024 20:00:00 | 04/13/2024 20:00:00 | 0.01 | 0.01 | 0 | 445.18 | 445.19
04/13/2024 21:00:00 | 04/13/2024 21:00:00 | 0 | 0 | 0 | 444.16 | 444.16
04/13/2024 22:00:00 | 04/13/2024 22:00:00 | 0 | 0 | 0 | 435.71 | 435.71
04/13/2024 23:00:00 | 04/13/2024 23:00:00 | 0 | 0 | 0 | 429.83 | 429.83
04/14/2024 00:00:00 | 04/14/2024 00:00:00 | 0 | 0 | 0 | 423.68 | 423.68
04/14/2024 01:00:00 | 04/14/2024 01:00:00 | 0 | 0 | 0 | 423.68 | 423.68
04/14/2024 02:00:00 | 04/14/2024 02:00:00 | 0 | 0 | 0 | 405.5 | 405.5
04/14/2024 03:00:00 | 04/14/2024 03:00:00 | 0 | 0 | 0 | 405.5 | 405.5
04/14/2024 04:00:00 | 04/14/2024 04:00:00 | 0 | 0 | 0 | 406.53 | 406.53
04/14/2024 05:00:00 | 04/14/2024 05:00:00 | 0 | 0 | 0 | 407.04 | 407.04
04/14/2024 06:00:00 | 04/14/2024 06:00:00 | 9.34 | 9.34 | 0 | 392.19 | 401.53
04/14/2024 07:00:00 | 04/14/2024 07:00:00 | 118.72 | 118.72 | 0 | 288 | 406.72
04/14/2024 08:00:00 | 04/14/2024 08:00:00 | 291.43 | 291.43 | 0 | 125.7 | 417.13
04/14/2024 09:00:00 | 04/14/2024 09:00:00 | 460.42 | 460.42 | 82.37 | 7.17 | 385.22
04/14/2024 10:00:00 | 04/14/2024 10:00:00 | 593.21 | 593.21 | 220.35 | 0 | 372.86
04/14/2024 11:00:00 | 04/14/2024 11:00:00 | 716.39 | 716.39 | 338.24 | 0 | 378.15
04/14/2024 12:00:00 | 04/14/2024 12:00:00 | 784.26 | 784.26 | 400.77 | 0 | 383.49
04/14/2024 13:00:00 | 04/14/2024 13:00:00 | 795.21 | 795.21 | 411.14 | 0 | 384.07
04/14/2024 14:00:00 | 04/14/2024 14:00:00 | 752.57 | 752.57 | 370.37 | 0 | 382.2
04/14/2024 15:00:00 | 04/14/2024 15:00:00 | 649.23 | 649.23 | 280 | 0 | 369.23
04/14/2024 16:00:00 | 04/14/2024 16:00:00 | 506.62 | 506.62 | 147.58 | 0 | 359.04
04/14/2024 17:00:00 | 04/14/2024 17:00:00 | 328.47 | 328.47 | 11.97 | 31.74 | 348.24
04/14/2024 18:00:00 | 04/14/2024 18:00:00 | 156.41 | 156.41 | 0 | 181.76 | 338.17
04/14/2024 19:00:00 | 04/14/2024 19:00:00 | 26.53 | 26.53 | 0 | 302.85 | 329.38
04/14/2024 20:00:00 | 04/14/2024 20:00:00 | 0 | 0 | 0 | 329.98 | 329.98
04/14/2024 21:00:00 | 04/14/2024 21:00:00 | 0 | 0 | 0 | 333.83 | 333.83
04/14/2024 22:00:00 | 04/14/2024 22:00:00 | 0 | 0 | 0 | 331.01 | 331.01
04/14/2024 23:00:00 | 04/14/2024 23:00:00 | 0 | 0 | 0 | 332.28 | 332.28
04/15/2024 00:00:00 | 04/15/2024 00:00:00 | 0 | 0 | 0 | 331.52 | 331.52
04/15/2024 01:00:00 | 04/15/2024 01:00:00 | 0 | 0 | 0 | 331.01 | 331.01
04/15/2024 02:00:00 | 04/15/2024 02:00:00 | 0 | 0 | 0 | 331.01 | 331.01
04/15/2024 03:00:00 | 04/15/2024 03:00:00 | 0 | 0 | 0 | 333.31 | 333.31
04/15/2024 04:00:00 | 04/15/2024 04:00:00 | 0 | 0 | 0 | 336.9 | 336.9
04/15/2024 05:00:00 | 04/15/2024 05:00:00 | 0 | 0 | 0 | 332.8 | 332.8
04/15/2024 06:00:00 | 04/15/2024 06:00:00 | 15.42 | 15.42 | 0 | 444.67 | 460.09
04/15/2024 07:00:00 | 04/15/2024 07:00:00 | 154.7 | 154.7 | 0 | 779.78 | 934.48
04/15/2024 08:00:00 | 04/15/2024 08:00:00 | 341.27 | 341.27 | 0 | 739.32 | 1080.59
04/15/2024 09:00:00 | 04/15/2024 09:00:00 | 461.31 | 461.31 | 0 | 582.15 | 1043.46
04/15/2024 10:00:00 | 04/15/2024 10:00:00 | 632.14 | 632.14 | 6.85 | 387.84 | 1013.13
04/15/2024 11:00:00 | 04/15/2024 11:00:00 | 701.86 | 701.86 | 1.79 | 232.7 | 932.77
04/15/2024 12:00:00 | 04/15/2024 12:00:00 | 744.7 | 744.7 | 0.32 | 226.82 | 971.2
04/15/2024 13:00:00 | 04/15/2024 13:00:00 | 722.45 | 722.45 | 1.85 | 240.89 | 961.49
04/15/2024 14:00:00 | 04/15/2024 14:00:00 | 571.44 | 571.44 | 21 | 371.72 | 922.16
04/15/2024 15:00:00 | 04/15/2024 15:00:00 | 411.39 | 411.39 | 13.12 | 164.35 | 562.62
04/15/2024 16:00:00 | 04/15/2024 16:00:00 | 272.17 | 272.17 | 1.53 | 363.26 | 633.9
04/15/2024 17:00:00 | 04/15/2024 17:00:00 | 174.92 | 174.92 | 0 | 605.7 | 780.62
04/15/2024 18:00:00 | 04/15/2024 18:00:00 | 100.15 | 100.15 | 0 | 625.15 | 725.3
04/15/2024 19:00:00 | 04/15/2024 19:00:00 | 18.75 | 18.75 | 0 | 711.68 | 730.43
04/15/2024 20:00:00 | 04/15/2024 20:00:00 | 0.02 | 0.02 | 0 | 752.38 | 752.4
04/15/2024 21:00:00 | 04/15/2024 21:00:00 | 0 | 0 | 0 | 743.68 | 743.68
04/15/2024 22:00:00 | 04/15/2024 22:00:00 | 0 | 0 | 0 | 494.34 | 494.34
04/15/2024 23:00:00 | 04/15/2024 23:00:00 | 0 | 0 | 0 | 495.36 | 495.36
04/16/2024 00:00:00 | 04/16/2024 00:00:00 | 0 | 0 | 0 | 491.78 | 491.78
04/16/2024 01:00:00 | 04/16/2024 01:00:00 | 0 | 0 | 0 | 468.22 | 468.22
04/16/2024 02:00:00 | 04/16/2024 02:00:00 | 0 | 0 | 0 | 460.54 | 460.54
04/16/2024 03:00:00 | 04/16/2024 03:00:00 | 0 | 0 | 0 | 457.73 | 457.73
04/16/2024 04:00:00 | 04/16/2024 04:00:00 | 0 | 0 | 0 | 454.66 | 454.66
04/16/2024 05:00:00 | 04/16/2024 05:00:00 | 0 | 0 | 0 | 463.87 | 463.87
04/16/2024 06:00:00 | 04/16/2024 06:00:00 | 6.81 | 6.81 | 0 | 744.19 | 751
04/16/2024 07:00:00 | 04/16/2024 07:00:00 | 69.34 | 69.34 | 0 | 1052.42 | 1121.76
04/16/2024 08:00:00 | 04/16/2024 08:00:00 | 179.09 | 179.09 | 0 | 1011.45 | 1190.54
04/16/2024 09:00:00 | 04/16/2024 09:00:00 | 114.59 | 114.59 | 0 | 960 | 1074.59
04/16/2024 10:00:00 | 04/16/2024 10:00:00 | 148.83 | 148.83 | 0 | 878.6 | 1027.43
04/16/2024 11:00:00 | 04/16/2024 11:00:00 | 139.09 | 139.09 | 0 | 720.38 | 859.47
04/16/2024 12:00:00 | 04/16/2024 12:00:00 | 201.99 | 201.99 | 0 | 772.1 | 974.09
04/16/2024 13:00:00 | 04/16/2024 13:00:00 | 523.01 | 523.01 | 23.75 | 497.4 | 996.66
04/16/2024 14:00:00 | 04/16/2024 14:00:00 | 200.42 | 200.42 | 0 | 868.36 | 1068.78
04/16/2024 15:00:00 | 04/16/2024 15:00:00 | 43.15 | 43.15 | 0 | 717.56 | 760.71
04/16/2024 16:00:00 | 04/16/2024 16:00:00 | 10.48 | 10.48 | 0 | 558.08 | 568.56
04/16/2024 17:00:00 | 04/16/2024 17:00:00 | 4.78 | 4.78 | 0 | 543.75 | 548.53
04/16/2024 18:00:00 | 04/16/2024 18:00:00 | 3.06 | 3.06 | 0 | 528.13 | 531.19
04/16/2024 19:00:00 | 04/16/2024 19:00:00 | 20.41 | 20.41 | 0 | 516.09 | 536.5
04/16/2024 20:00:00 | 04/16/2024 20:00:00 | 0.04 | 0.04 | 0 | 658.43 | 658.47
04/16/2024 21:00:00 | 04/16/2024 21:00:00 | 0 | 0 | 0 | 719.11 | 719.11
04/16/2024 22:00:00 | 04/16/2024 22:00:00 | 0 | 0 | 0 | 525.05 | 525.05
04/16/2024 23:00:00 | 04/16/2024 23:00:00 | 0 | 0 | 0 | 525.06 | 525.06
04/17/2024 00:00:00 | 04/17/2024 00:00:00 | 0 | 0 | 0 | 482.3 | 482.3
04/17/2024 01:00:00 | 04/17/2024 01:00:00 | 0 | 0 | 0 | 461.83 | 461.83
04/17/2024 02:00:00 | 04/17/2024 02:00:00 | 0 | 0 | 0 | 449.53 | 449.53
04/17/2024 03:00:00 | 04/17/2024 03:00:00 | 0 | 0 | 0 | 444.68 | 444.68
04/17/2024 04:00:00 | 04/17/2024 04:00:00 | 0 | 0 | 0 | 430.33 | 430.33
04/17/2024 05:00:00 | 04/17/2024 05:00:00 | 0 | 0 | 0 | 425.22 | 425.22
04/17/2024 06:00:00 | 04/17/2024 06:00:00 | 23.51 | 23.51 | 0 | 692.22 | 715.73
04/17/2024 07:00:00 | 04/17/2024 07:00:00 | 169.2 | 169.2 | 0 | 992.26 | 1161.46
04/17/2024 08:00:00 | 04/17/2024 08:00:00 | 348.68 | 348.68 | 0 | 720.13 | 1068.81
04/17/2024 09:00:00 | 04/17/2024 09:00:00 | 543.29 | 543.29 | 0 | 457.98 | 1001.27
04/17/2024 10:00:00 | 04/17/2024 10:00:00 | 698.52 | 698.52 | 34.88 | 147.2 | 810.84
04/17/2024 11:00:00 | 04/17/2024 11:00:00 | 489.49 | 489.49 | 9.02 | 229.63 | 710.1
04/17/2024 12:00:00 | 04/17/2024 12:00:00 | 593.89 | 593.89 | 22.46 | 162.31 | 733.74
04/17/2024 13:00:00 | 04/17/2024 13:00:00 | 425.02 | 425.02 | 0 | 289.53 | 714.55
04/17/2024 14:00:00 | 04/17/2024 14:00:00 | 592.31 | 592.31 | 5.51 | 174.59 | 761.39
04/17/2024 15:00:00 | 04/17/2024 15:00:00 | 402.2 | 402.2 | 12.22 | 274.69 | 664.67
04/17/2024 16:00:00 | 04/17/2024 16:00:00 | 105.63 | 105.63 | 0 | 387.33 | 492.96
04/17/2024 17:00:00 | 04/17/2024 17:00:00 | 171.27 | 171.27 | 0 | 257.28 | 428.55
04/17/2024 18:00:00 | 04/17/2024 18:00:00 | 100.98 | 100.98 | 0 | 327.42 | 428.4
04/17/2024 19:00:00 | 04/17/2024 19:00:00 | 21.01 | 21.01 | 0 | 623.36 | 644.37
04/17/2024 20:00:00 | 04/17/2024 20:00:00 | 0.01 | 0.01 | 0 | 512.26 | 512.27
04/17/2024 21:00:00 | 04/17/2024 21:00:00 | 0 | 0 | 0 | 357.38 | 357.38
04/17/2024 22:00:00 | 04/17/2024 22:00:00 | 0 | 0 | 0 | 347.9 | 347.9
04/17/2024 23:00:00 | 04/17/2024 23:00:00 | 0 | 0 | 0 | 345.86 | 345.86
04/18/2024 00:00:00 | 04/18/2024 00:00:00 | 0 | 0 | 0 | 346.11 | 346.11
04/18/2024 01:00:00 | 04/18/2024 01:00:00 | 0 | 0 | 0 | 349.95 | 349.95
04/18/2024 02:00:00 | 04/18/2024 02:00:00 | 0 | 0 | 0 | 348.16 | 348.16
04/18/2024 03:00:00 | 04/18/2024 03:00:00 | 0 | 0 | 0 | 343.81 | 343.81
04/18/2024 04:00:00 | 04/18/2024 04:00:00 | 0 | 0 | 0 | 345.34 | 345.34
04/18/2024 05:00:00 | 04/18/2024 05:00:00 | 0 | 0 | 0 | 358.66 | 358.66
04/18/2024 06:00:00 | 04/18/2024 06:00:00 | 9.45 | 9.45 | 0 | 587.52 | 596.97
04/18/2024 07:00:00 | 04/18/2024 07:00:00 | 73.4 | 73.4 | 0 | 1013.5 | 1086.9
04/18/2024 08:00:00 | 04/18/2024 08:00:00 | 158.39 | 158.39 | 0 | 954.63 | 1113.02
04/18/2024 09:00:00 | 04/18/2024 09:00:00 | 360.85 | 360.85 | 0 | 402.43 | 763.28
04/18/2024 10:00:00 | 04/18/2024 10:00:00 | 542 | 542 | 0 | 395.26 | 937.26
04/18/2024 11:00:00 | 04/18/2024 11:00:00 | 728.06 | 728.06 | 109.95 | 213.76 | 831.87
04/18/2024 12:00:00 | 04/18/2024 12:00:00 | 200.37 | 200.37 | 0 | 789.76 | 990.13
04/18/2024 13:00:00 | 04/18/2024 13:00:00 | 76.51 | 76.51 | 0 | 807.43 | 883.94
04/18/2024 14:00:00 | 04/18/2024 14:00:00 | 250.95 | 250.95 | 0 | 589.82 | 840.77
04/18/2024 15:00:00 | 04/18/2024 15:00:00 | 387.54 | 387.54 | 0 | 226.56 | 614.1
04/18/2024 16:00:00 | 04/18/2024 16:00:00 | 554.38 | 554.38 | 5.51 | 137.22 | 686.09
04/18/2024 17:00:00 | 04/18/2024 17:00:00 | 336.75 | 336.75 | 0 | 406.52 | 743.27
04/18/2024 18:00:00 | 04/18/2024 18:00:00 | 25.18 | 25.18 | 0 | 682.5 | 707.68
04/18/2024 19:00:00 | 04/18/2024 19:00:00 | 25.22 | 25.22 | 0 | 630.27 | 655.49
04/18/2024 20:00:00 | 04/18/2024 20:00:00 | 0.06 | 0.06 | 0 | 735.23 | 735.29
04/18/2024 21:00:00 | 04/18/2024 21:00:00 | 0 | 0 | 0 | 675.59 | 675.59
04/18/2024 22:00:00 | 04/18/2024 22:00:00 | 0 | 0 | 0 | 445.44 | 445.44
04/18/2024 23:00:00 | 04/18/2024 23:00:00 | 0 | 0 | 0 | 444.67 | 444.67
04/19/2024 00:00:00 | 04/19/2024 00:00:00 | 0 | 0 | 0 | 444.42 | 444.42
04/19/2024 01:00:00 | 04/19/2024 01:00:00 | 0 | 0 | 0 | 443.64 | 443.64
04/19/2024 02:00:00 | 04/19/2024 02:00:00 | 0 | 0 | 0 | 442.88 | 442.88
04/19/2024 03:00:00 | 04/19/2024 03:00:00 | 0 | 0 | 0 | 418.05 | 418.05
04/19/2024 04:00:00 | 04/19/2024 04:00:00 | 0 | 0 | 0 | 408.07 | 408.07
04/19/2024 05:00:00 | 04/19/2024 05:00:00 | 0 | 0 | 0 | 403.71 | 403.71
04/19/2024 06:00:00 | 04/19/2024 06:00:00 | 31.24 | 31.24 | 0 | 579.33 | 610.57
04/19/2024 07:00:00 | 04/19/2024 07:00:00 | 186.28 | 186.28 | 0 | 872.7 | 1058.98
04/19/2024 08:00:00 | 04/19/2024 08:00:00 | 349.41 | 349.41 | 0 | 721.92 | 1071.33
04/19/2024 09:00:00 | 04/19/2024 09:00:00 | 437.04 | 437.04 | 0 | 432.13 | 869.17
04/19/2024 10:00:00 | 04/19/2024 10:00:00 | 574.8 | 574.8 | 0 | 446.46 | 1021.26
04/19/2024 11:00:00 | 04/19/2024 11:00:00 | 737.64 | 737.64 | 4.99 | 182.79 | 915.44
04/19/2024 12:00:00 | 04/19/2024 12:00:00 | 708.98 | 708.98 | 7.1 | 168.96 | 870.84
04/19/2024 13:00:00 | 04/19/2024 13:00:00 | 626.02 | 626.02 | 0 | 419.84 | 1045.86
04/19/2024 14:00:00 | 04/19/2024 14:00:00 | 651.47 | 651.47 | 28.93 | 287.48 | 910.02
04/19/2024 15:00:00 | 04/19/2024 15:00:00 | 727.98 | 727.98 | 47.49 | 117.25 | 797.74
04/19/2024 16:00:00 | 04/19/2024 16:00:00 | 610.54 | 610.54 | 49.79 | 138.75 | 699.5
04/19/2024 17:00:00 | 04/19/2024 17:00:00 | 194.69 | 194.69 | 0.9 | 602.37 | 796.16
04/19/2024 18:00:00 | 04/19/2024 18:00:00 | 180.33 | 180.33 | 0 | 639.49 | 819.82
04/19/2024 19:00:00 | 04/19/2024 19:00:00 | 20.7 | 20.7 | 0 | 779.26 | 799.96
04/19/2024 20:00:00 | 04/19/2024 20:00:00 | 0.02 | 0.02 | 0 | 751.36 | 751.38
04/19/2024 21:00:00 | 04/19/2024 21:00:00 | 0 | 0 | 0 | 453.12 | 453.12
04/19/2024 22:00:00 | 04/19/2024 22:00:00 | 0 | 0 | 0 | 452.61 | 452.61
04/19/2024 23:00:00 | 04/19/2024 23:00:00 | 0 | 0 | 0 | 449.28 | 449.28
04/20/2024 00:00:00 | 04/20/2024 00:00:00 | 0 | 0 | 0 | 447.49 | 447.49
04/20/2024 01:00:00 | 04/20/2024 01:00:00 | 0 | 0 | 0 | 448.77 | 448.77
04/20/2024 02:00:00 | 04/20/2024 02:00:00 | 0 | 0 | 0 | 447.23 | 447.23
04/20/2024 03:00:00 | 04/20/2024 03:00:00 | 0 | 0 | 0 | 449.79 | 449.79
04/20/2024 04:00:00 | 04/20/2024 04:00:00 | 0 | 0 | 0 | 447.75 | 447.75
04/20/2024 05:00:00 | 04/20/2024 05:00:00 | 0 | 0 | 0 | 445.69 | 445.69
04/20/2024 06:00:00 | 04/20/2024 06:00:00 | 34.12 | 34.12 | 0 | 671.49 | 705.61
04/20/2024 07:00:00 | 04/20/2024 07:00:00 | 132.92 | 132.92 | 0 | 629.76 | 762.68
04/20/2024 08:00:00 | 04/20/2024 08:00:00 | 357.69 | 357.69 | 0 | 480 | 837.69
04/20/2024 09:00:00 | 04/20/2024 09:00:00 | 541.03 | 541.03 | 13.57 | 178.18 | 705.64
04/20/2024 10:00:00 | 04/20/2024 10:00:00 | 711.93 | 711.93 | 106.36 | 13.56 | 619.13
04/20/2024 11:00:00 | 04/20/2024 11:00:00 | 709.59 | 709.59 | 33.86 | 147.2 | 822.93
04/20/2024 12:00:00 | 04/20/2024 12:00:00 | 686.78 | 686.78 | 36.54 | 193.28 | 843.52
04/20/2024 13:00:00 | 04/20/2024 13:00:00 | 235.32 | 235.32 | 12.87 | 338.18 | 560.63
04/20/2024 14:00:00 | 04/20/2024 14:00:00 | 168.08 | 168.08 | 0 | 284.42 | 452.5
04/20/2024 15:00:00 | 04/20/2024 15:00:00 | 445.86 | 445.86 | 53.57 | 80.38 | 472.67
04/20/2024 16:00:00 | 04/20/2024 16:00:00 | 444.26 | 444.26 | 62.84 | 90.62 | 472.04
04/20/2024 17:00:00 | 04/20/2024 17:00:00 | 354.02 | 354.02 | 6.72 | 112.13 | 459.43
04/20/2024 18:00:00 | 04/20/2024 18:00:00 | 265.44 | 265.44 | 0 | 185.35 | 450.79
04/20/2024 19:00:00 | 04/20/2024 19:00:00 | 61.46 | 61.46 | 0 | 368.64 | 430.1
04/20/2024 20:00:00 | 04/20/2024 20:00:00 | 0.24 | 0.24 | 0 | 423.16 | 423.4
04/20/2024 21:00:00 | 04/20/2024 21:00:00 | 0 | 0 | 0 | 419.08 | 419.08
04/20/2024 22:00:00 | 04/20/2024 22:00:00 | 0 | 0 | 0 | 419.07 | 419.07
04/20/2024 23:00:00 | 04/20/2024 23:00:00 | 0 | 0 | 0 | 423.68 | 423.68
04/21/2024 00:00:00 | 04/21/2024 00:00:00 | 0 | 0 | 0 | 428.29 | 428.29
04/21/2024 01:00:00 | 04/21/2024 01:00:00 | 0 | 0 | 0 | 435.45 | 435.45
04/21/2024 02:00:00 | 04/21/2024 02:00:00 | 0 | 0 | 0 | 402.43 | 402.43
04/21/2024 03:00:00 | 04/21/2024 03:00:00 | 0 | 0 | 0 | 367.62 | 367.62
04/21/2024 04:00:00 | 04/21/2024 04:00:00 | 0 | 0 | 0 | 367.36 | 367.36
04/21/2024 05:00:00 | 04/21/2024 05:00:00 | 0 | 0 | 0 | 365.57 | 365.57
04/21/2024 06:00:00 | 04/21/2024 06:00:00 | 31.95 | 31.95 | 0 | 331.01 | 362.96
04/21/2024 07:00:00 | 04/21/2024 07:00:00 | 188.24 | 188.24 | 0 | 165.12 | 353.36
04/21/2024 08:00:00 | 04/21/2024 08:00:00 | 364.11 | 364.11 | 24.58 | 19.96 | 359.49
04/21/2024 09:00:00 | 04/21/2024 09:00:00 | 550.8 | 550.8 | 178.75 | 0 | 372.05
04/21/2024 10:00:00 | 04/21/2024 10:00:00 | 714.91 | 714.91 | 328.45 | 0 | 386.46
04/21/2024 11:00:00 | 04/21/2024 11:00:00 | 833.47 | 833.47 | 439.3 | 0 | 394.17
04/21/2024 12:00:00 | 04/21/2024 12:00:00 | 898.18 | 898.18 | 496.96 | 0 | 401.22
04/21/2024 13:00:00 | 04/21/2024 13:00:00 | 940.67 | 940.67 | 535.8 | 0 | 404.87
04/21/2024 14:00:00 | 04/21/2024 14:00:00 | 469.44 | 469.44 | 193.8 | 95.75 | 371.39
04/21/2024 15:00:00 | 04/21/2024 15:00:00 | 138.22 | 138.22 | 0 | 211.2 | 349.42
04/21/2024 16:00:00 | 04/21/2024 16:00:00 | 198.55 | 198.55 | 0 | 157.95 | 356.5
04/21/2024 17:00:00 | 04/21/2024 17:00:00 | 190 | 190 | 0 | 168.7 | 358.7
04/21/2024 18:00:00 | 04/21/2024 18:00:00 | 112.94 | 112.94 | 0 | 240.39 | 353.33
04/21/2024 19:00:00 | 04/21/2024 19:00:00 | 35.4 | 35.4 | 0 | 314.37 | 349.77
04/21/2024 20:00:00 | 04/21/2024 20:00:00 | 0.28 | 0.28 | 0 | 352.76 | 353.04
04/21/2024 21:00:00 | 04/21/2024 21:00:00 | 0 | 0 | 0 | 353.8 | 353.8
04/21/2024 22:00:00 | 04/21/2024 22:00:00 | 0 | 0 | 0 | 354.04 | 354.04
04/21/2024 23:00:00 | 04/21/2024 23:00:00 | 0 | 0 | 0 | 355.33 | 355.33
04/22/2024 00:00:00 | 04/22/2024 00:00:00 | 0 | 0 | 0 | 353.79 | 353.79
04/22/2024 01:00:00 | 04/22/2024 01:00:00 | 0 | 0 | 0 | 355.84 | 355.84
04/22/2024 02:00:00 | 04/22/2024 02:00:00 | 0 | 0 | 0 | 355.84 | 355.84
04/22/2024 03:00:00 | 04/22/2024 03:00:00 | 0 | 0 | 0 | 356.61 | 356.61
04/22/2024 04:00:00 | 04/22/2024 04:00:00 | 0 | 0 | 0 | 357.12 | 357.12
04/22/2024 05:00:00 | 04/22/2024 05:00:00 | 0 | 0 | 0 | 360.45 | 360.45
04/22/2024 06:00:00 | 04/22/2024 06:00:00 | 25.69 | 25.69 | 0 | 604.93 | 630.62
04/22/2024 07:00:00 | 04/22/2024 07:00:00 | 150.33 | 150.33 | 0 | 903.93 | 1054.26
04/22/2024 08:00:00 | 04/22/2024 08:00:00 | 351.59 | 351.59 | 0 | 733.7 | 1085.29
04/22/2024 09:00:00 | 04/22/2024 09:00:00 | 454.69 | 454.69 | 0 | 658.43 | 1113.12
04/22/2024 10:00:00 | 04/22/2024 10:00:00 | 565.58 | 565.58 | 0 | 516.61 | 1082.19
04/22/2024 11:00:00 | 04/22/2024 11:00:00 | 608.36 | 608.36 | 0 | 403.71 | 1012.07
04/22/2024 12:00:00 | 04/22/2024 12:00:00 | 429.23 | 429.23 | 0 | 488.71 | 917.94
04/22/2024 13:00:00 | 04/22/2024 13:00:00 | 204.46 | 204.46 | 0 | 619.26 | 823.72
04/22/2024 14:00:00 | 04/22/2024 14:00:00 | 161.47 | 161.47 | 0 | 855.3 | 1016.77
04/22/2024 15:00:00 | 04/22/2024 15:00:00 | 180.94 | 180.94 | 0 | 683.77 | 864.71
04/22/2024 16:00:00 | 04/22/2024 16:00:00 | 109.04 | 109.04 | 0 | 723.71 | 832.75
04/22/2024 17:00:00 | 04/22/2024 17:00:00 | 31.83 | 31.83 | 0 | 799.49 | 831.32
04/22/2024 18:00:00 | 04/22/2024 18:00:00 | 9.17 | 9.17 | 0 | 569.35 | 578.52
04/22/2024 19:00:00 | 04/22/2024 19:00:00 | 2.63 | 2.63 | 0 | 521.98 | 524.61
04/22/2024 20:00:00 | 04/22/2024 20:00:00 | 0 | 0 | 0 | 814.59 | 814.59
04/22/2024 21:00:00 | 04/22/2024 21:00:00 | 0 | 0 | 0 | 717.06 | 717.06
04/22/2024 22:00:00 | 04/22/2024 22:00:00 | 0 | 0 | 0 | 496.64 | 496.64
04/22/2024 23:00:00 | 04/22/2024 23:00:00 | 0 | 0 | 0 | 476.16 | 476.16
04/23/2024 00:00:00 | 04/23/2024 00:00:00 | 0 | 0 | 0 | 474.62 | 474.62
04/23/2024 01:00:00 | 04/23/2024 01:00:00 | 0 | 0 | 0 | 476.16 | 476.16
04/23/2024 02:00:00 | 04/23/2024 02:00:00 | 0 | 0 | 0 | 476.42 | 476.42
04/23/2024 03:00:00 | 04/23/2024 03:00:00 | 0 | 0 | 0 | 476.16 | 476.16
04/23/2024 04:00:00 | 04/23/2024 04:00:00 | 0 | 0 | 0 | 476.41 | 476.41
04/23/2024 05:00:00 | 04/23/2024 05:00:00 | 0.01 | 0.01 | 0 | 471.04 | 471.05
04/23/2024 06:00:00 | 04/23/2024 06:00:00 | 9.7 | 9.7 | 0 | 796.42 | 806.12
04/23/2024 07:00:00 | 04/23/2024 07:00:00 | 28.89 | 28.89 | 0 | 1013.25 | 1042.14
04/23/2024 08:00:00 | 04/23/2024 08:00:00 | 100.1 | 100.1 | 0 | 974.08 | 1074.18
04/23/2024 09:00:00 | 04/23/2024 09:00:00 | 89.22 | 89.22 | 0 | 915.97 | 1005.19
04/23/2024 10:00:00 | 04/23/2024 10:00:00 | 115.38 | 115.38 | 0 | 1024 | 1139.38
04/23/2024 11:00:00 | 04/23/2024 11:00:00 | 219.42 | 219.42 | 0 | 425.47 | 644.89
04/23/2024 12:00:00 | 04/23/2024 12:00:00 | 353.49 | 353.49 | 0 | 581.63 | 935.12
04/23/2024 13:00:00 | 04/23/2024 13:00:00 | 370.51 | 370.51 | 0 | 640.77 | 1011.28
04/23/2024 14:00:00 | 04/23/2024 14:00:00 | 259.99 | 259.99 | 0 | 850.17 | 1110.16
04/23/2024 15:00:00 | 04/23/2024 15:00:00 | 221.83 | 221.83 | 0 | 389.64 | 611.47
04/23/2024 16:00:00 | 04/23/2024 16:00:00 | 95.99 | 95.99 | 0 | 440.06 | 536.05
04/23/2024 17:00:00 | 04/23/2024 17:00:00 | 148.07 | 148.07 | 0 | 359.42 | 507.49
04/23/2024 18:00:00 | 04/23/2024 18:00:00 | 130.55 | 130.55 | 0 | 343.81 | 474.36
04/23/2024 19:00:00 | 04/23/2024 19:00:00 | 31.16 | 31.16 | 0 | 426.24 | 457.4
04/23/2024 20:00:00 | 04/23/2024 20:00:00 | 0.08 | 0.08 | 0 | 451.59 | 451.67
04/23/2024 21:00:00 | 04/23/2024 21:00:00 | 0 | 0 | 0 | 451.84 | 451.84
04/23/2024 22:00:00 | 04/23/2024 22:00:00 | 0 | 0 | 0 | 450.81 | 450.81
04/23/2024 23:00:00 | 04/23/2024 23:00:00 | 0 | 0 | 0 | 445.7 | 445.7
04/24/2024 00:00:00 | 04/24/2024 00:00:00 | 0 | 0 | 0 | 434.43 | 434.43
04/24/2024 01:00:00 | 04/24/2024 01:00:00 | 0 | 0 | 0 | 436.74 | 436.74
04/24/2024 02:00:00 | 04/24/2024 02:00:00 | 0 | 0 | 0 | 437.76 | 437.76
04/24/2024 03:00:00 | 04/24/2024 03:00:00 | 0 | 0 | 0 | 417.28 | 417.28
04/24/2024 04:00:00 | 04/24/2024 04:00:00 | 0 | 0 | 0 | 415.74 | 415.74
04/24/2024 05:00:00 | 04/24/2024 05:00:00 | 0 | 0 | 0 | 416.77 | 416.77
04/24/2024 06:00:00 | 04/24/2024 06:00:00 | 3.62 | 3.62 | 0 | 417.53 | 421.15
04/24/2024 07:00:00 | 04/24/2024 07:00:00 | 30.75 | 30.75 | 0 | 629.76 | 660.51
04/24/2024 08:00:00 | 04/24/2024 08:00:00 | 109.68 | 109.68 | 0 | 576.77 | 686.45
04/24/2024 09:00:00 | 04/24/2024 09:00:00 | 217.72 | 217.72 | 0 | 340.48 | 558.2
04/24/2024 10:00:00 | 04/24/2024 10:00:00 | 189.87 | 189.87 | 0 | 408.58 | 598.45
04/24/2024 11:00:00 | 04/24/2024 11:00:00 | 217.04 | 217.04 | 0 | 319.49 | 536.53
04/24/2024 12:00:00 | 04/24/2024 12:00:00 | 231.12 | 231.12 | 0 | 269.31 | 500.43
04/24/2024 13:00:00 | 04/24/2024 13:00:00 | 424.97 | 424.97 | 11.96 | 102.65 | 515.66
04/24/2024 14:00:00 | 04/24/2024 14:00:00 | 533.68 | 533.68 | 111.43 | 13.83 | 436.08
04/24/2024 15:00:00 | 04/24/2024 15:00:00 | 627.6 | 627.6 | 248.83 | 30.72 | 409.49
04/24/2024 16:00:00 | 04/24/2024 16:00:00 | 187.89 | 187.89 | 0 | 112.13 | 300.02
04/24/2024 17:00:00 | 04/24/2024 17:00:00 | 195.8 | 195.8 | 8.13 | 111.61 | 299.28
04/24/2024 18:00:00 | 04/24/2024 18:00:00 | 253.77 | 253.77 | 14.46 | 64.77 | 304.08
04/24/2024 19:00:00 | 04/24/2024 19:00:00 | 15.16 | 15.16 | 0 | 273.92 | 289.08
04/24/2024 20:00:00 | 04/24/2024 20:00:00 | 0.39 | 0.39 | 0 | 291.33 | 291.72
04/24/2024 21:00:00 | 04/24/2024 21:00:00 | 0 | 0 | 0 | 293.37 | 293.37
04/24/2024 22:00:00 | 04/24/2024 22:00:00 | 0 | 0 | 0 | 294.15 | 294.15
04/24/2024 23:00:00 | 04/24/2024 23:00:00 | 0 | 0 | 0 | 294.91 | 294.91
04/25/2024 00:00:00 | 04/25/2024 00:00:00 | 0 | 0 | 0 | 294.91 | 294.91
04/25/2024 01:00:00 | 04/25/2024 01:00:00 | 0 | 0 | 0 | 295.68 | 295.68
04/25/2024 02:00:00 | 04/25/2024 02:00:00 | 0 | 0 | 0 | 296.45 | 296.45
04/25/2024 03:00:00 | 04/25/2024 03:00:00 | 0 | 0 | 0 | 295.94 | 295.94
04/25/2024 04:00:00 | 04/25/2024 04:00:00 | 0 | 0 | 0 | 296.19 | 296.19
04/25/2024 05:00:00 | 04/25/2024 05:00:00 | 0 | 0 | 0 | 301.05 | 301.05
04/25/2024 06:00:00 | 04/25/2024 06:00:00 | 5.38 | 5.38 | 0 | 290.31 | 295.69
04/25/2024 07:00:00 | 04/25/2024 07:00:00 | 48.53 | 48.53 | 0 | 246.53 | 295.06
04/25/2024 08:00:00 | 04/25/2024 08:00:00 | 105.09 | 105.09 | 0 | 194.04 | 299.13
04/25/2024 09:00:00 | 04/25/2024 09:00:00 | 209.81 | 209.81 | 0 | 95.49 | 305.3
04/25/2024 10:00:00 | 04/25/2024 10:00:00 | 267.98 | 267.98 | 4.74 | 45.06 | 308.3
04/25/2024 11:00:00 | 04/25/2024 11:00:00 | 234.43 | 234.43 | 0.06 | 73.47 | 307.84
04/25/2024 12:00:00 | 04/25/2024 12:00:00 | 263.23 | 263.23 | 1.22 | 47.62 | 309.63
04/25/2024 13:00:00 | 04/25/2024 13:00:00 | 372.29 | 372.29 | 58.69 | 2.81 | 316.41
04/25/2024 14:00:00 | 04/25/2024 14:00:00 | 506.74 | 506.74 | 181.88 | 0 | 324.86
04/25/2024 15:00:00 | 04/25/2024 15:00:00 | 654.23 | 654.23 | 319.11 | 0 | 335.12
04/25/2024 16:00:00 | 04/25/2024 16:00:00 | 662.44 | 662.44 | 326.72 | 0 | 335.72
04/25/2024 17:00:00 | 04/25/2024 17:00:00 | 331.96 | 331.96 | 89.15 | 71.43 | 314.24
04/25/2024 18:00:00 | 04/25/2024 18:00:00 | 181.49 | 181.49 | 10.94 | 133.63 | 304.18
04/25/2024 19:00:00 | 04/25/2024 19:00:00 | 61.82 | 61.82 | 0 | 235.52 | 297.34
04/25/2024 20:00:00 | 04/25/2024 20:00:00 | 0.7 | 0.7 | 0 | 296.7 | 297.4
04/25/2024 21:00:00 | 04/25/2024 21:00:00 | 0 | 0 | 0 | 299.52 | 299.52
04/25/2024 22:00:00 | 04/25/2024 22:00:00 | 0 | 0 | 0 | 299.78 | 299.78
04/25/2024 23:00:00 | 04/25/2024 23:00:00 | 0 | 0 | 0 | 300.54 | 300.54
04/26/2024 00:00:00 | 04/26/2024 00:00:00 | 0 | 0 | 0 | 299.52 | 299.52
04/26/2024 01:00:00 | 04/26/2024 01:00:00 | 0 | 0 | 0 | 300.55 | 300.55
04/26/2024 02:00:00 | 04/26/2024 02:00:00 | 0 | 0 | 0 | 300.54 | 300.54
04/26/2024 03:00:00 | 04/26/2024 03:00:00 | 0 | 0 | 0 | 300.29 | 300.29
04/26/2024 04:00:00 | 04/26/2024 04:00:00 | 0 | 0 | 0 | 300.8 | 300.8
04/26/2024 05:00:00 | 04/26/2024 05:00:00 | 0.24 | 0.24 | 0 | 301.57 | 301.81
04/26/2024 06:00:00 | 04/26/2024 06:00:00 | 22.6 | 22.6 | 0 | 270.33 | 292.93
04/26/2024 07:00:00 | 04/26/2024 07:00:00 | 224.37 | 224.37 | 14.92 | 87.04 | 296.49
04/26/2024 08:00:00 | 04/26/2024 08:00:00 | 401.78 | 401.78 | 104.7 | 1.54 | 298.62
04/26/2024 09:00:00 | 04/26/2024 09:00:00 | 383.91 | 383.91 | 129.86 | 0 | 254.05
04/26/2024 10:00:00 | 04/26/2024 10:00:00 | 654.3 | 654.3 | 381.44 | 0 | 272.86
04/26/2024 11:00:00 | 04/26/2024 11:00:00 | 700.69 | 700.69 | 423.23 | 0 | 277.46
04/26/2024 12:00:00 | 04/26/2024 12:00:00 | 695.96 | 695.96 | 419.01 | 0 | 276.95
04/26/2024 13:00:00 | 04/26/2024 13:00:00 | 696.65 | 696.65 | 425.53 | 0 | 271.12
04/26/2024 14:00:00 | 04/26/2024 14:00:00 | 828.37 | 828.37 | 553.6 | 0 | 274.77
04/26/2024 15:00:00 | 04/26/2024 15:00:00 | 805.19 | 805.19 | 531.97 | 0 | 273.22
04/26/2024 16:00:00 | 04/26/2024 16:00:00 | 602.69 | 602.69 | 347.14 | 3.33 | 258.88
04/26/2024 17:00:00 | 04/26/2024 17:00:00 | 276.92 | 276.92 | 65.6 | 24.06 | 235.38
04/26/2024 18:00:00 | 04/26/2024 18:00:00 | 212 | 212 | 16.19 | 36.35 | 232.16
04/26/2024 19:00:00 | 04/26/2024 19:00:00 | 52.28 | 52.28 | 0 | 169.73 | 222.01
04/26/2024 20:00:00 | 04/26/2024 20:00:00 | 0.78 | 0.78 | 0 | 221.7 | 222.48
04/26/2024 21:00:00 | 04/26/2024 21:00:00 | 0 | 0 | 0 | 222.46 | 222.46
04/26/2024 22:00:00 | 04/26/2024 22:00:00 | 0 | 0 | 0 | 222.98 | 222.98
04/26/2024 23:00:00 | 04/26/2024 23:00:00 | 0 | 0 | 0 | 222.97 | 222.97
04/27/2024 00:00:00 | 04/27/2024 00:00:00 | 0 | 0 | 0 | 222.98 | 222.98
04/27/2024 01:00:00 | 04/27/2024 01:00:00 | 0 | 0 | 0 | 223.49 | 223.49
04/27/2024 02:00:00 | 04/27/2024 02:00:00 | 0 | 0 | 0 | 224 | 224
04/27/2024 03:00:00 | 04/27/2024 03:00:00 | 0 | 0 | 0 | 232.19 | 232.19
04/27/2024 04:00:00 | 04/27/2024 04:00:00 | 0 | 0 | 0 | 247.04 | 247.04
04/27/2024 05:00:00 | 04/27/2024 05:00:00 | 0.49 | 0.49 | 0 | 246.78 | 247.27
04/27/2024 06:00:00 | 04/27/2024 06:00:00 | 49.23 | 49.23 | 0 | 197.89 | 247.12
04/27/2024 07:00:00 | 04/27/2024 07:00:00 | 108.84 | 108.84 | 0 | 141.82 | 250.66
04/27/2024 08:00:00 | 04/27/2024 08:00:00 | 184.58 | 184.58 | 3.07 | 73.48 | 254.99
04/27/2024 09:00:00 | 04/27/2024 09:00:00 | 259.97 | 259.97 | 10.62 | 12.54 | 261.89
04/27/2024 10:00:00 | 04/27/2024 10:00:00 | 234.17 | 234.17 | 0.52 | 34.82 | 268.47
04/27/2024 11:00:00 | 04/27/2024 11:00:00 | 336.38 | 336.38 | 63.16 | 2.81 | 276.03
04/27/2024 12:00:00 | 04/27/2024 12:00:00 | 552.94 | 552.94 | 266.56 | 4.1 | 290.48
04/27/2024 13:00:00 | 04/27/2024 13:00:00 | 792.79 | 792.79 | 485.32 | 0 | 307.47
04/27/2024 14:00:00 | 04/27/2024 14:00:00 | 610.42 | 610.42 | 316.16 | 0 | 294.26
04/27/2024 15:00:00 | 04/27/2024 15:00:00 | 297.48 | 297.48 | 46.4 | 21.76 | 272.84
04/27/2024 16:00:00 | 04/27/2024 16:00:00 | 170.4 | 170.4 | 2.49 | 94.21 | 262.12
04/27/2024 17:00:00 | 04/27/2024 17:00:00 | 72.87 | 72.87 | 0 | 170.75 | 243.62
04/27/2024 18:00:00 | 04/27/2024 18:00:00 | 29.49 | 29.49 | 0 | 212.99 | 242.48
04/27/2024 19:00:00 | 04/27/2024 19:00:00 | 9.26 | 9.26 | 0 | 234.5 | 243.76
04/27/2024 20:00:00 | 04/27/2024 20:00:00 | 0 | 0 | 0 | 245.76 | 245.76
04/27/2024 21:00:00 | 04/27/2024 21:00:00 | 0 | 0 | 0 | 246.27 | 246.27
04/27/2024 22:00:00 | 04/27/2024 22:00:00 | 0 | 0 | 0 | 245.76 | 245.76
04/27/2024 23:00:00 | 04/27/2024 23:00:00 | 0 | 0 | 0 | 246.27 | 246.27
04/28/2024 00:00:00 | 04/28/2024 00:00:00 | 0 | 0 | 0 | 245.5 | 245.5
04/28/2024 01:00:00 | 04/28/2024 01:00:00 | 0 | 0 | 0 | 246.28 | 246.28
04/28/2024 02:00:00 | 04/28/2024 02:00:00 | 0 | 0 | 0 | 247.04 | 247.04
04/28/2024 03:00:00 | 04/28/2024 03:00:00 | 0 | 0 | 0 | 247.55 | 247.55
04/28/2024 04:00:00 | 04/28/2024 04:00:00 | 0 | 0 | 0 | 247.29 | 247.29
04/28/2024 05:00:00 | 04/28/2024 05:00:00 | 0.15 | 0.15 | 0 | 247.56 | 247.71
04/28/2024 06:00:00 | 04/28/2024 06:00:00 | 23.21 | 23.21 | 0 | 222.72 | 245.93
04/28/2024 07:00:00 | 04/28/2024 07:00:00 | 129.45 | 129.45 | 0 | 122.62 | 252.07
04/28/2024 08:00:00 | 04/28/2024 08:00:00 | 205.03 | 205.03 | 0.26 | 52.99 | 257.76
04/28/2024 09:00:00 | 04/28/2024 09:00:00 | 389.79 | 389.79 | 120.45 | 0.77 | 270.11
04/28/2024 10:00:00 | 04/28/2024 10:00:00 | 539.49 | 539.49 | 258.62 | 0 | 280.87
04/28/2024 11:00:00 | 04/28/2024 11:00:00 | 606.69 | 606.69 | 322.37 | 0 | 284.32
04/28/2024 12:00:00 | 04/28/2024 12:00:00 | 849.03 | 849.03 | 546.94 | 0 | 302.09
04/28/2024 13:00:00 | 04/28/2024 13:00:00 | 844.05 | 844.05 | 543.87 | 0 | 300.18
04/28/2024 14:00:00 | 04/28/2024 14:00:00 | 816.99 | 816.99 | 518.21 | 0 | 298.78
04/28/2024 15:00:00 | 04/28/2024 15:00:00 | 676.07 | 676.07 | 387.27 | 0 | 288.8
04/28/2024 16:00:00 | 04/28/2024 16:00:00 | 555.5 | 555.5 | 275.2 | 0 | 280.3
04/28/2024 17:00:00 | 04/28/2024 17:00:00 | 393.48 | 393.48 | 123.26 | 0 | 270.22
04/28/2024 18:00:00 | 04/28/2024 18:00:00 | 148.22 | 148.22 | 0.96 | 108.03 | 255.29
04/28/2024 19:00:00 | 04/28/2024 19:00:00 | 33.82 | 33.82 | 0 | 214.27 | 248.09
04/28/2024 20:00:00 | 04/28/2024 20:00:00 | 1.11 | 1.11 | 0 | 249.35 | 250.46
04/28/2024 21:00:00 | 04/28/2024 21:00:00 | 0 | 0 | 0 | 252.67 | 252.67
04/28/2024 22:00:00 | 04/28/2024 22:00:00 | 0 | 0 | 0 | 251.39 | 251.39
04/28/2024 23:00:00 | 04/28/2024 23:00:00 | 0 | 0 | 0 | 252.16 | 252.16
04/29/2024 00:00:00 | 04/29/2024 00:00:00 | 0 | 0 | 0 | 250.88 | 250.88
04/29/2024 01:00:00 | 04/29/2024 01:00:00 | 0 | 0 | 0 | 251.65 | 251.65
04/29/2024 02:00:00 | 04/29/2024 02:00:00 | 0 | 0 | 0 | 252.16 | 252.16
04/29/2024 03:00:00 | 04/29/2024 03:00:00 | 0 | 0 | 0 | 252.67 | 252.67
04/29/2024 04:00:00 | 04/29/2024 04:00:00 | 0 | 0 | 0 | 252.67 | 252.67
04/29/2024 05:00:00 | 04/29/2024 05:00:00 | 0.23 | 0.23 | 0 | 253.7 | 253.93
04/29/2024 06:00:00 | 04/29/2024 06:00:00 | 47.61 | 47.61 | 0 | 236.29 | 283.9
04/29/2024 07:00:00 | 04/29/2024 07:00:00 | 205.76 | 205.76 | 90.62 | 20.73 | 135.87
04/29/2024 08:00:00 | 04/29/2024 08:00:00 | 386.58 | 386.58 | 259.01 | 0 | 127.57
04/29/2024 09:00:00 | 04/29/2024 09:00:00 | 569.75 | 569.75 | 431.68 | 0 | 138.07
04/29/2024 10:00:00 | 04/29/2024 10:00:00 | 721.35 | 721.35 | 578.75 | 0 | 142.6
04/29/2024 11:00:00 | 04/29/2024 11:00:00 | 817.47 | 817.47 | 700.74 | 0 | 116.73
04/29/2024 12:00:00 | 04/29/2024 12:00:00 | 866.26 | 866.26 | 748.54 | 0 | 117.72
04/29/2024 13:00:00 | 04/29/2024 13:00:00 | 879.47 | 879.47 | 757.83 | 0 | 121.64
04/29/2024 14:00:00 | 04/29/2024 14:00:00 | 825.57 | 825.57 | 708.61 | 0 | 116.96
04/29/2024 15:00:00 | 04/29/2024 15:00:00 | 732.4 | 732.4 | 622.27 | 0 | 110.13
04/29/2024 16:00:00 | 04/29/2024 16:00:00 | 591.88 | 591.88 | 495.42 | 0 | 96.46
04/29/2024 17:00:00 | 04/29/2024 17:00:00 | 422.88 | 422.88 | 345.73 | 0 | 77.15
04/29/2024 18:00:00 | 04/29/2024 18:00:00 | 235.61 | 235.61 | 171.65 | 0 | 63.96
04/29/2024 19:00:00 | 04/29/2024 19:00:00 | 59.86 | 59.86 | 19.77 | 11.01 | 51.1
04/29/2024 20:00:00 | 04/29/2024 20:00:00 | 1.18 | 1.18 | 0 | 50.18 | 51.36
04/29/2024 21:00:00 | 04/29/2024 21:00:00 | 0 | 0 | 0 | 52.48 | 52.48
04/29/2024 22:00:00 | 04/29/2024 22:00:00 | 0 | 0 | 0 | 51.45 | 51.45
04/29/2024 23:00:00 | 04/29/2024 23:00:00 | 0 | 0 | 0 | 50.95 | 50.95
04/30/2024 00:00:00 | 04/30/2024 00:00:00 | 0 | 0 | 0 | 50.94 | 50.94
04/30/2024 01:00:00 | 04/30/2024 01:00:00 | 0 | 0 | 0 | 50.18 | 50.18
04/30/2024 02:00:00 | 04/30/2024 02:00:00 | 0 | 0 | 0 | 50.17 | 50.17
04/30/2024 03:00:00 | 04/30/2024 03:00:00 | 0 | 0 | 0 | 50.18 | 50.18
04/30/2024 04:00:00 | 04/30/2024 04:00:00 | 0 | 0 | 0 | 49.92 | 49.92
04/30/2024 05:00:00 | 04/30/2024 05:00:00 | 0.61 | 0.61 | 0 | 49.15 | 49.76
04/30/2024 06:00:00 | 04/30/2024 06:00:00 | 55.99 | 55.99 | 16.45 | 10.75 | 50.29
04/30/2024 07:00:00 | 04/30/2024 07:00:00 | 201.58 | 201.58 | 137.54 | 0 | 64.04
04/30/2024 08:00:00 | 04/30/2024 08:00:00 | 363.06 | 363.06 | 286.85 | 0 | 76.21
04/30/2024 09:00:00 | 04/30/2024 09:00:00 | 536.18 | 536.18 | 447.61 | 0 | 88.57
04/30/2024 10:00:00 | 04/30/2024 10:00:00 | 695.09 | 695.09 | 594.63 | 0 | 100.46
04/30/2024 11:00:00 | 04/30/2024 11:00:00 | 788 | 788 | 681.92 | 0 | 106.08
04/30/2024 12:00:00 | 04/30/2024 12:00:00 | 844.06 | 844.06 | 730.36 | 0 | 113.7
04/30/2024 13:00:00 | 04/30/2024 13:00:00 | 856.63 | 856.63 | 746.5 | 0 | 110.13
04/30/2024 14:00:00 | 04/30/2024 14:00:00 | 806.76 | 806.76 | 702.46 | 0 | 104.3
04/30/2024 15:00:00 | 04/30/2024 15:00:00 | 717.5 | 717.5 | 618.69 | 0 | 98.81
04/30/2024 16:00:00 | 04/30/2024 16:00:00 | 581.21 | 581.21 | 493.12 | 0 | 88.09
04/30/2024 17:00:00 | 04/30/2024 17:00:00 | 405.54 | 405.54 | 331.71 | 0 | 73.83
04/30/2024 18:00:00 | 04/30/2024 18:00:00 | 195.09 | 195.09 | 135.68 | 0 | 59.41
04/30/2024 19:00:00 | 04/30/2024 19:00:00 | 54.93 | 54.93 | 13.44 | 9.22 | 50.71
04/30/2024 20:00:00 | 04/30/2024 20:00:00 | 1.54 | 1.54 | 0 | 48.38 | 49.92
04/30/2024 21:00:00 | 04/30/2024 21:00:00 | 0 | 0 | 0 | 51.2 | 51.2
04/30/2024 22:00:00 | 04/30/2024 22:00:00 | 0 | 0 | 0 | 51.2 | 51.2
04/30/2024 23:00:00 | 04/30/2024 23:00:00 | 0 | 0 | 0 | 51.2 | 51.2
2024-01-05 | 45296 | 0 | 0 | 0 | 50.95 | 50.95
2024-01-05 01:00 | 45296.0417 | 0 | 0 | 0 | 50.69 | 50.69
2024-01-05 02:00 | 45296.0833 | 0 | 0 | 0 | 51.2 | 51.2
2024-01-05 03:00 | 45296.125 | 0 | 0 | 0 | 50.43 | 50.43
2024-01-05 04:00 | 45296.1667 | 0 | 0 | 0 | 49.92 | 49.92
2024-01-05 05:00 | 45296.2083 | 0.52 | 0.52 | 0 | 48.64 | 49.16
2024-01-05 06:00 | 45296.25 | 38.39 | 38.39 | 7.94 | 17.15 | 47.6
2024-01-05 07:00 | 45296.2917 | 132.85 | 132.85 | 80 | 0 | 52.85
2024-01-05 08:00 | 45296.3333 | 155.86 | 155.86 | 99.84 | 0 | 56.02
2024-01-05 09:00 | 45296.375 | 418.79 | 418.79 | 346.11 | 0 | 72.68
2024-01-05 10:00 | 45296.4167 | 563.9 | 563.9 | 478.91 | 0 | 84.99
2024-01-05 11:00 | 45296.4583 | 581.59 | 581.59 | 494.4 | 0 | 87.19
2024-01-05 12:00 | 45296.5 | 454.92 | 454.92 | 378.63 | 0 | 76.29
2024-01-05 13:00 | 45296.5417 | 405.69 | 405.69 | 331.84 | 0 | 73.85
2024-01-05 14:00 | 45296.5833 | 502.51 | 502.51 | 422.65 | 0 | 79.86
2024-01-05 15:00 | 45296.625 | 502.64 | 502.64 | 423.43 | 0 | 79.21
2024-01-05 16:00 | 45296.6667 | 171.47 | 171.47 | 114.11 | 0 | 57.36
2024-01-05 17:00 | 45296.7083 | 35.12 | 35.12 | 4.22 | 17.41 | 48.31
2024-01-05 18:00 | 45296.75 | 49.33 | 49.33 | 12.42 | 12.29 | 49.2
2024-01-05 19:00 | 45296.7917 | 8.63 | 8.63 | 0 | 39.93 | 48.56
2024-01-05 20:00 | 45296.8333 | 0.15 | 0.15 | 0 | 50.18 | 50.33
2024-01-05 21:00 | 45296.875 | 0 | 0 | 0 | 50.43 | 50.43
2024-01-05 22:00 | 45296.9167 | 0 | 0 | 0 | 49.92 | 49.92
2024-01-05 23:00 | 45296.9583 | 0 | 0 | 0 | 49.92 | 49.92
2024-02-05 | 45327 | 0 | 0 | 0 | 49.41 | 49.41
2024-02-05 01:00 | 45327.0417 | 0 | 0 | 0 | 49.66 | 49.66
2024-02-05 02:00 | 45327.0833 | 0 | 0 | 0 | 49.41 | 49.41
2024-02-05 03:00 | 45327.125 | 0 | 0 | 0 | 49.92 | 49.92
2024-02-05 04:00 | 45327.1667 | 0 | 0 | 0 | 50.43 | 50.43
2024-02-05 05:00 | 45327.2083 | 0 | 0 | 0 | 50.18 | 50.18
2024-02-05 06:00 | 45327.25 | 34.49 | 34.49 | 11.26 | 30.46 | 53.69
2024-02-05 07:00 | 45327.2917 | 85.99 | 85.99 | 0.07 | 274.43 | 360.35
2024-02-05 08:00 | 45327.3333 | 127.88 | 127.88 | 2.43 | 256.77 | 382.22
2024-02-05 09:00 | 45327.375 | 109.46 | 109.46 | 17.86 | 135.68 | 227.28
2024-02-05 10:00 | 45327.4167 | 325.19 | 325.19 | 18.24 | 87.81 | 394.76
2024-02-05 11:00 | 45327.4583 | 284.23 | 284.23 | 78.59 | 22.53 | 228.17
2024-02-05 12:00 | 45327.5 | 385.38 | 385.38 | 79.68 | 70.91 | 376.61
2024-02-05 13:00 | 45327.5417 | 563.24 | 563.24 | 205.12 | 1.02 | 359.14
2024-02-05 14:00 | 45327.5833 | 599.68 | 599.68 | 328.57 | 7.43 | 278.54
2024-02-05 15:00 | 45327.625 | 226.94 | 226.94 | 132.48 | 0.25 | 94.71
2024-02-05 16:00 | 45327.6667 | 129.83 | 129.83 | 66.37 | 0 | 63.46
2024-02-05 17:00 | 45327.7083 | 69.92 | 69.92 | 20.74 | 1.8 | 50.98
2024-02-05 18:00 | 45327.75 | 77.69 | 77.69 | 27.65 | 0.51 | 50.55
2024-02-05 19:00 | 45327.7917 | 73.7 | 73.7 | 28.03 | 3.33 | 49
2024-02-05 20:00 | 45327.8333 | 2.7 | 2.7 | 0 | 45.05 | 47.75
2024-02-05 21:00 | 45327.875 | 0 | 0 | 0 | 47.87 | 47.87
2024-02-05 22:00 | 45327.9167 | 0 | 0 | 0 | 48.13 | 48.13
2024-02-05 23:00 | 45327.9583 | 0 | 0 | 0 | 47.87 | 47.87
2024-03-05 | 45356 | 0 | 0 | 0 | 47.62 | 47.62
2024-03-05 01:00 | 45356.0417 | 0 | 0 | 0 | 47.62 | 47.62
2024-03-05 02:00 | 45356.0833 | 0 | 0 | 0 | 47.61 | 47.61
2024-03-05 03:00 | 45356.125 | 0 | 0 | 0 | 47.62 | 47.62
2024-03-05 04:00 | 45356.1667 | 0 | 0 | 0 | 47.1 | 47.1
2024-03-05 05:00 | 45356.2083 | 0.76 | 0.76 | 0 | 46.85 | 47.61
2024-03-05 06:00 | 45356.25 | 51.72 | 51.72 | 13.57 | 9.47 | 47.62
2024-03-05 07:00 | 45356.2917 | 128.89 | 128.89 | 68.86 | 0 | 60.03
2024-03-05 08:00 | 45356.3333 | 196.49 | 196.49 | 132.29 | 0 | 64.2
2024-03-05 09:00 | 45356.375 | 303.17 | 303.17 | 230.46 | 0 | 72.71
2024-03-05 10:00 | 45356.4167 | 285.05 | 285.05 | 213.51 | 0 | 71.54
2024-03-05 11:00 | 45356.4583 | 247.29 | 247.29 | 177.4 | 0 | 69.89
2024-03-05 12:00 | 45356.5 | 261.91 | 261.91 | 190.98 | 0 | 70.93
2024-03-05 13:00 | 45356.5417 | 352.26 | 352.26 | 276.03 | 0 | 76.23
2024-03-05 14:00 | 45356.5833 | 319.15 | 319.15 | 245.89 | 0 | 73.26
2024-03-05 15:00 | 45356.625 | 246.54 | 246.54 | 177.47 | 0 | 69.07
2024-03-05 16:00 | 45356.6667 | 185.1 | 185.1 | 121.6 | 0 | 63.5
2024-03-05 17:00 | 45356.7083 | 181.77 | 181.77 | 119.94 | 0 | 61.83
2024-03-05 18:00 | 45356.75 | 135.11 | 135.11 | 76.61 | 0 | 58.5
2024-03-05 19:00 | 45356.7917 | 36.1 | 36.1 | 1.08 | 17.15 | 52.17
2024-03-05 20:00 | 45356.8333 | 0.84 | 0.84 | 0 | 52.48 | 53.32
2024-03-05 21:00 | 45356.875 | 0 | 0 | 0 | 53.76 | 53.76
2024-03-05 22:00 | 45356.9167 | 0 | 0 | 0 | 53.51 | 53.51
2024-03-05 23:00 | 45356.9583 | 0 | 0 | 0 | 53.5 | 53.5
2024-04-05 | 45387 | 0 | 0 | 0 | 53.76 | 53.76
2024-04-05 01:00 | 45387.0417 | 0 | 0 | 0 | 53.25 | 53.25
2024-04-05 02:00 | 45387.0833 | 0 | 0 | 0 | 54.02 | 54.02
2024-04-05 03:00 | 45387.125 | 0 | 0 | 0 | 53.5 | 53.5
2024-04-05 04:00 | 45387.1667 | 0 | 0 | 0 | 53.5 | 53.5
2024-04-05 05:00 | 45387.2083 | 0.04 | 0.04 | 0 | 52.48 | 52.52
2024-04-05 06:00 | 45387.25 | 34.32 | 34.32 | 10.5 | 28.16 | 51.98
2024-04-05 07:00 | 45387.2917 | 141.41 | 141.41 | 84.54 | 0 | 56.87
2024-04-05 08:00 | 45387.3333 | 182.19 | 182.19 | 122.31 | 0 | 59.88
2024-04-05 09:00 | 45387.375 | 237.02 | 237.02 | 173.31 | 0 | 63.71
2024-04-05 10:00 | 45387.4167 | 522.12 | 522.12 | 438.91 | 0 | 83.21
2024-04-05 11:00 | 45387.4583 | 417.37 | 417.37 | 341.7 | 0 | 75.67
2024-04-05 12:00 | 45387.5 | 478.07 | 478.07 | 400.96 | 0 | 77.11
2024-04-05 13:00 | 45387.5417 | 892.88 | 892.88 | 785.53 | 0 | 107.35
2024-04-05 14:00 | 45387.5833 | 849.4 | 849.4 | 744.84 | 0 | 104.56
2024-04-05 15:00 | 45387.625 | 759.27 | 759.27 | 660.86 | 0 | 98.41
2024-04-05 16:00 | 45387.6667 | 620.92 | 620.92 | 532.16 | 0 | 88.76
2024-04-05 17:00 | 45387.7083 | 440.02 | 440.02 | 365.31 | 0 | 74.71
2024-04-05 18:00 | 45387.75 | 143.41 | 143.41 | 89.28 | 0.52 | 54.65
2024-04-05 19:00 | 45387.7917 | 36.66 | 36.66 | 1.67 | 12.54 | 47.53
2024-04-05 20:00 | 45387.8333 | 1.6 | 1.6 | 0 | 47.36 | 48.96
2024-04-05 21:00 | 45387.875 | 0 | 0 | 0 | 49.66 | 49.66
2024-04-05 22:00 | 45387.9167 | 0 | 0 | 0 | 49.67 | 49.67
2024-04-05 23:00 | 45387.9583 | 0 | 0 | 0 | 49.15 | 49.15
2024-05-05 | 45417 | 0 | 0 | 0 | 48.9 | 48.9
2024-05-05 01:00 | 45417.0417 | 0 | 0 | 0 | 49.4 | 49.4
2024-05-05 02:00 | 45417.0833 | 0 | 0 | 0 | 48.9 | 48.9
2024-05-05 03:00 | 45417.125 | 0 | 0 | 0 | 49.41 | 49.41
2024-05-05 04:00 | 45417.1667 | 0 | 0 | 0 | 48.89 | 48.89
2024-05-05 05:00 | 45417.2083 | 1.11 | 1.11 | 0 | 47.88 | 48.99
2024-05-05 06:00 | 45417.25 | 40.16 | 40.16 | 5.18 | 11.52 | 46.5
2024-05-05 07:00 | 45417.2917 | 92.58 | 92.58 | 42.43 | 0 | 50.15
2024-05-05 08:00 | 45417.3333 | 253.71 | 253.71 | 191.68 | 0 | 62.03
2024-05-05 09:00 | 45417.375 | 511.76 | 511.76 | 430.79 | 0 | 80.97
2024-05-05 10:00 | 45417.4167 | 715.07 | 715.07 | 619.71 | 0 | 95.36
2024-05-05 11:00 | 45417.4583 | 811.72 | 811.72 | 709.44 | 0 | 102.28
2024-05-05 12:00 | 45417.5 | 764.43 | 764.43 | 665.34 | 0 | 99.09
2024-05-05 13:00 | 45417.5417 | 876.23 | 876.23 | 770.11 | 0 | 106.12
2024-05-05 14:00 | 45417.5833 | 660.8 | 660.8 | 568.96 | 0 | 91.84
2024-05-05 15:00 | 45417.625 | 270.19 | 270.19 | 205.64 | 0 | 64.55
2024-05-05 16:00 | 45417.6667 | 138.69 | 138.69 | 84.41 | 0 | 54.28
2024-05-05 17:00 | 45417.7083 | 95.23 | 95.23 | 45.31 | 0.51 | 50.43
2024-05-05 18:00 | 45417.75 | 54.09 | 54.09 | 6.02 | 0.25 | 48.32
2024-05-05 19:00 | 45417.7917 | 21.74 | 21.74 | 0 | 24.84 | 46.58
2024-05-05 20:00 | 45417.8333 | 0.81 | 0.81 | 0 | 47.61 | 48.42
2024-05-05 21:00 | 45417.875 | 0 | 0 | 0 | 49.15 | 49.15
2024-05-05 22:00 | 45417.9167 | 0 | 0 | 0 | 49.67 | 49.67
2024-05-05 23:00 | 45417.9583 | 0 | 0 | 0 | 49.41 | 49.41
2024-06-05 | 45448 | 0 | 0 | 0 | 49.15 | 49.15
2024-06-05 01:00 | 45448.0417 | 0 | 0 | 0 | 49.15 | 49.15
2024-06-05 02:00 | 45448.0833 | 0 | 0 | 0 | 48.9 | 48.9
2024-06-05 03:00 | 45448.125 | 0 | 0 | 0 | 49.66 | 49.66
2024-06-05 04:00 | 45448.1667 | 0 | 0 | 0 | 48.9 | 48.9
2024-06-05 05:00 | 45448.2083 | 1.95 | 1.95 | 0 | 47.36 | 49.31
2024-06-05 06:00 | 45448.25 | 74.71 | 74.71 | 30.78 | 5.63 | 49.56
2024-06-05 07:00 | 45448.2917 | 128.14 | 128.14 | 69.51 | 0 | 58.63
2024-06-05 08:00 | 45448.3333 | 136.4 | 136.4 | 72.96 | 0 | 63.44
2024-06-05 09:00 | 45448.375 | 407.38 | 407.38 | 322.43 | 0 | 84.95
2024-06-05 10:00 | 45448.4167 | 627.03 | 627.03 | 527.68 | 0 | 99.35
2024-06-05 11:00 | 45448.4583 | 506.45 | 506.45 | 415.62 | 0 | 90.83
2024-06-05 12:00 | 45448.5 | 719.95 | 719.95 | 612.8 | 0 | 107.15
2024-06-05 13:00 | 45448.5417 | 589.41 | 589.41 | 493.24 | 0 | 96.17
2024-06-05 14:00 | 45448.5833 | 411.32 | 411.32 | 327.24 | 0 | 84.08
2024-06-05 15:00 | 45448.625 | 245.72 | 245.72 | 172.09 | 0 | 73.63
2024-06-05 16:00 | 45448.6667 | 94.42 | 94.42 | 36.74 | 0 | 57.68
2024-06-05 17:00 | 45448.7083 | 131.06 | 131.06 | 85.57 | 0 | 45.49
2024-06-05 18:00 | 45448.75 | 58.77 | 58.77 | 17.85 | 0 | 40.92
2024-06-05 19:00 | 45448.7917 | 33.79 | 33.79 | 2.05 | 7.68 | 39.42
2024-06-05 20:00 | 45448.8333 | 2.41 | 2.41 | 0 | 38.4 | 40.81
2024-06-05 21:00 | 45448.875 | 0 | 0 | 0 | 40.96 | 40.96
2024-06-05 22:00 | 45448.9167 | 0 | 0 | 0 | 41.98 | 41.98
2024-06-05 23:00 | 45448.9583 | 0 | 0 | 0 | 41.73 | 41.73
2024-07-05 | 45478 | 0 | 0 | 0 | 41.22 | 41.22
2024-07-05 01:00 | 45478.0417 | 0 | 0 | 0 | 40.96 | 40.96
2024-07-05 02:00 | 45478.0833 | 0 | 0 | 0 | 41.21 | 41.21
2024-07-05 03:00 | 45478.125 | 0 | 0 | 0 | 40.96 | 40.96
2024-07-05 04:00 | 45478.1667 | 0 | 0 | 0 | 40.96 | 40.96
2024-07-05 05:00 | 45478.2083 | 0.59 | 0.59 | 0 | 39.94 | 40.53
2024-07-05 06:00 | 45478.25 | 30.45 | 30.45 | 4.16 | 12.8 | 39.09
2024-07-05 07:00 | 45478.2917 | 58.34 | 58.34 | 9.41 | 3.58 | 52.51
2024-07-05 08:00 | 45478.3333 | 103.72 | 103.72 | 27.97 | 3.33 | 79.08
2024-07-05 09:00 | 45478.375 | 129.12 | 129.12 | 57.34 | 0 | 71.78
2024-07-05 10:00 | 45478.4167 | 160.3 | 160.3 | 86.66 | 0 | 73.64
2024-07-05 11:00 | 45478.4583 | 201.64 | 201.64 | 124.67 | 0 | 76.97
2024-07-05 12:00 | 45478.5 | 240.48 | 240.48 | 158.97 | 0 | 81.51
2024-07-05 13:00 | 45478.5417 | 304.58 | 304.58 | 219.84 | 0 | 84.74
2024-07-05 14:00 | 45478.5833 | 181.95 | 181.95 | 97.09 | 0 | 84.86
2024-07-05 15:00 | 45478.625 | 119.96 | 119.96 | 48.32 | 0 | 71.64
2024-07-05 16:00 | 45478.6667 | 88.14 | 88.14 | 38.47 | 6.91 | 56.58
2024-07-05 17:00 | 45478.7083 | 85.82 | 85.82 | 31.23 | 0 | 54.59
2024-07-05 18:00 | 45478.75 | 48.73 | 48.73 | 1.92 | 4.61 | 51.42
2024-07-05 19:00 | 45478.7917 | 24.7 | 24.7 | 0 | 23.55 | 48.25
2024-07-05 20:00 | 45478.8333 | 1.1 | 1.1 | 0 | 51.71 | 52.81
2024-07-05 21:00 | 45478.875 | 0 | 0 | 0 | 56.58 | 56.58
2024-07-05 22:00 | 45478.9167 | 0 | 0 | 0 | 56.06 | 56.06
2024-07-05 23:00 | 45478.9583 | 0 | 0 | 0 | 56.84 | 56.84
2024-08-05 | 45509 | 0 | 0 | 0 | 56.06 | 56.06
2024-08-05 01:00 | 45509.0417 | 0 | 0 | 0 | 56.83 | 56.83
2024-08-05 02:00 | 45509.0833 | 0 | 0 | 0 | 56.07 | 56.07
2024-08-05 03:00 | 45509.125 | 0 | 0 | 0 | 56.32 | 56.32
2024-08-05 04:00 | 45509.1667 | 0 | 0 | 0 | 56.32 | 56.32
2024-08-05 05:00 | 45509.2083 | 0.09 | 0.09 | 0 | 55.8 | 55.89
2024-08-05 06:00 | 45509.25 | 13.01 | 13.01 | 0 | 40.71 | 53.72
2024-08-05 07:00 | 45509.2917 | 77.26 | 77.26 | 13.18 | 4.61 | 68.69
2024-08-05 08:00 | 45509.3333 | 143.25 | 143.25 | 69.7 | 0 | 73.55
2024-08-05 09:00 | 45509.375 | 374.32 | 374.32 | 288.57 | 0 | 85.75
2024-08-05 10:00 | 45509.4167 | 323.15 | 323.15 | 235.46 | 0 | 87.69
2024-08-05 11:00 | 45509.4583 | 358.36 | 358.36 | 271.3 | 0 | 87.06
2024-08-05 12:00 | 45509.5 | 382.33 | 382.33 | 298.49 | 0 | 83.84
2024-08-05 13:00 | 45509.5417 | 487.44 | 487.44 | 395.07 | 0 | 92.37
2024-08-05 14:00 | 45509.5833 | 608.37 | 608.37 | 506.24 | 0 | 102.13
2024-08-05 15:00 | 45509.625 | 502.86 | 502.86 | 406.21 | 0 | 96.65
2024-08-05 16:00 | 45509.6667 | 596.94 | 596.94 | 517.83 | 0 | 79.11
2024-08-05 17:00 | 45509.7083 | 256.44 | 256.44 | 200.83 | 0 | 55.61
2024-08-05 18:00 | 45509.75 | 93.56 | 93.56 | 49.34 | 0 | 44.22
2024-08-05 19:00 | 45509.7917 | 27.66 | 27.66 | 0.64 | 12.8 | 39.82
2024-08-05 20:00 | 45509.8333 | 0.63 | 0.63 | 0 | 39.68 | 40.31
2024-08-05 21:00 | 45509.875 | 0 | 0 | 0 | 40.96 | 40.96
2024-08-05 22:00 | 45509.9167 | 0 | 0 | 0 | 40.7 | 40.7
2024-08-05 23:00 | 45509.9583 | 0 | 0 | 0 | 40.7 | 40.7
2024-09-05 | 45540 | 0 | 0 | 0 | 40.96 | 40.96
2024-09-05 01:00 | 45540.0417 | 0 | 0 | 0 | 40.96 | 40.96
2024-09-05 02:00 | 45540.0833 | 0 | 0 | 0 | 40.96 | 40.96
2024-09-05 03:00 | 45540.125 | 0 | 0 | 0 | 40.96 | 40.96
2024-09-05 04:00 | 45540.1667 | 0 | 0 | 0 | 40.96 | 40.96
2024-09-05 05:00 | 45540.2083 | 2.02 | 2.02 | 0 | 37.89 | 39.91
2024-09-05 06:00 | 45540.25 | 56.95 | 56.95 | 20.8 | 4.1 | 40.25
2024-09-05 07:00 | 45540.2917 | 233.87 | 233.87 | 182.02 | 0 | 51.85
2024-09-05 08:00 | 45540.3333 | 425.99 | 425.99 | 347.97 | 0 | 78.02
2024-09-05 09:00 | 45540.375 | 579.46 | 579.46 | 476.22 | 0 | 103.24
2024-09-05 10:00 | 45540.4167 | 693.6 | 693.6 | 592.32 | 0 | 101.28
2024-09-05 11:00 | 45540.4583 | 740.23 | 740.23 | 636.03 | 0 | 104.2
2024-09-05 12:00 | 45540.5 | 711.95 | 711.95 | 608.51 | 0 | 103.44
2024-09-05 13:00 | 45540.5417 | 604.88 | 604.88 | 510.47 | 0 | 94.41
2024-09-05 14:00 | 45540.5833 | 550.71 | 550.71 | 459.45 | 0 | 91.26
2024-09-05 15:00 | 45540.625 | 623.89 | 623.89 | 527.24 | 0 | 96.65
2024-09-05 16:00 | 45540.6667 | 582.37 | 582.37 | 488.38 | 0 | 93.99
2024-09-05 17:00 | 45540.7083 | 427.44 | 427.44 | 351.68 | 0 | 75.76
2024-09-05 18:00 | 45540.75 | 267.43 | 267.43 | 202.69 | 0 | 64.74
2024-09-05 19:00 | 45540.7917 | 97.64 | 97.64 | 45.89 | 1.28 | 53.03
2024-09-05 20:00 | 45540.8333 | 4.88 | 4.88 | 0 | 43.77 | 48.65
2024-09-05 21:00 | 45540.875 | 0 | 0 | 0 | 49.41 | 49.41
2024-09-05 22:00 | 45540.9167 | 0 | 0 | 0 | 48.39 | 48.39
2024-09-05 23:00 | 45540.9583 | 0 | 0 | 0 | 47.1 | 47.1
2024-10-05 | 45570 | 0 | 0 | 0 | 46.85 | 46.85
2024-10-05 01:00 | 45570.0417 | 0 | 0 | 0 | 47.36 | 47.36
2024-10-05 02:00 | 45570.0833 | 0 | 0 | 0 | 46.85 | 46.85
2024-10-05 03:00 | 45570.125 | 0 | 0 | 0 | 47.36 | 47.36
2024-10-05 04:00 | 45570.1667 | 0 | 0 | 0 | 47.1 | 47.1
2024-10-05 05:00 | 45570.2083 | 3.23 | 3.23 | 0 | 42.5 | 45.73
2024-10-05 06:00 | 45570.25 | 77.65 | 77.65 | 35.84 | 4.09 | 45.9
2024-10-05 07:00 | 45570.2917 | 237.36 | 237.36 | 176.89 | 0 | 60.47
2024-10-05 08:00 | 45570.3333 | 425.23 | 425.23 | 349.83 | 0 | 75.4
2024-10-05 09:00 | 45570.375 | 604.62 | 604.62 | 517.5 | 0 | 87.12
2024-10-05 10:00 | 45570.4167 | 759.26 | 759.26 | 660.48 | 0 | 98.78
2024-10-05 11:00 | 45570.4583 | 850.8 | 850.8 | 741.82 | 0 | 108.98
2024-10-05 12:00 | 45570.5 | 906.81 | 906.81 | 798.92 | 0 | 107.89
2024-10-05 13:00 | 45570.5417 | 902.77 | 902.77 | 796.6 | 0 | 106.17
2024-10-05 14:00 | 45570.5833 | 850.52 | 850.52 | 746.82 | 0 | 103.7
2024-10-05 15:00 | 45570.625 | 673.07 | 673.07 | 582.27 | 0 | 90.8
2024-10-05 16:00 | 45570.6667 | 397.01 | 397.01 | 339.2 | 0 | 57.81
2024-10-05 17:00 | 45570.7083 | 275.64 | 275.64 | 226.11 | 0 | 49.53
2024-10-05 18:00 | 45570.75 | 199.91 | 199.91 | 155.01 | 0 | 44.9
2024-10-05 19:00 | 45570.7917 | 112.06 | 112.06 | 73.86 | 0 | 38.2
2024-10-05 20:00 | 45570.8333 | 11 | 11 | 0.25 | 23.55 | 34.3
2024-10-05 21:00 | 45570.875 | 0 | 0 | 0 | 35.08 | 35.08
2024-10-05 22:00 | 45570.9167 | 0 | 0 | 0 | 34.56 | 34.56
2024-10-05 23:00 | 45570.9583 | 0 | 0 | 0 | 34.3 | 34.3
2024-11-05 | 45601 | 0 | 0 | 0 | 34.3 | 34.3
2024-11-05 01:00 | 45601.0417 | 0 | 0 | 0 | 34.31 | 34.31
2024-11-05 02:00 | 45601.0833 | 0 | 0 | 0 | 34.3 | 34.3
2024-11-05 03:00 | 45601.125 | 0 | 0 | 0 | 34.56 | 34.56
2024-11-05 04:00 | 45601.1667 | 0 | 0 | 0 | 34.05 | 34.05
2024-11-05 05:00 | 45601.2083 | 3.1 | 3.1 | 0 | 29.95 | 33.05
2024-11-05 06:00 | 45601.25 | 69.83 | 69.83 | 37.51 | 1.79 | 34.11
2024-11-05 07:00 | 45601.2917 | 229.05 | 229.05 | 185.21 | 0 | 43.84
2024-11-05 08:00 | 45601.3333 | 414.4 | 414.4 | 357.76 | 0 | 56.64
2024-11-05 09:00 | 45601.375 | 592.21 | 592.21 | 521.35 | 0 | 70.86
2024-11-05 10:00 | 45601.4167 | 742.14 | 742.14 | 662.08 | 0 | 80.06
2024-11-05 11:00 | 45601.4583 | 836.92 | 836.92 | 750.27 | 0 | 86.65
2024-11-05 12:00 | 45601.5 | 881.18 | 881.18 | 791.17 | 0 | 90.01
2024-11-05 13:00 | 45601.5417 | 872.68 | 872.68 | 782.72 | 0 | 89.96
2024-11-05 14:00 | 45601.5833 | 829.26 | 829.26 | 742.01 | 0 | 87.25
2024-11-05 15:00 | 45601.625 | 729.88 | 729.88 | 648.52 | 0 | 81.36
2024-11-05 16:00 | 45601.6667 | 475.34 | 475.34 | 412.99 | 0 | 62.35
2024-11-05 17:00 | 45601.7083 | 364.64 | 364.64 | 309.89 | 0 | 54.75
2024-11-05 18:00 | 45601.75 | 265.64 | 265.64 | 216.83 | 0 | 48.81
2024-11-05 19:00 | 45601.7917 | 64.77 | 64.77 | 29.82 | 0.52 | 35.47
2024-11-05 20:00 | 45601.8333 | 8.12 | 8.12 | 0 | 26.11 | 34.23
2024-11-05 21:00 | 45601.875 | 0 | 0 | 0 | 36.61 | 36.61
2024-11-05 22:00 | 45601.9167 | 0 | 0 | 0 | 35.84 | 35.84
2024-11-05 23:00 | 45601.9583 | 0 | 0 | 0 | 34.56 | 34.56
2024-12-05 | 45631 | 0 | 0 | 0 | 34.81 | 34.81
2024-12-05 01:00 | 45631.0417 | 0 | 0 | 0 | 34.56 | 34.56
2024-12-05 02:00 | 45631.0833 | 0 | 0 | 0 | 34.56 | 34.56
2024-12-05 03:00 | 45631.125 | 0 | 0 | 0 | 34.56 | 34.56
2024-12-05 04:00 | 45631.1667 | 0 | 0 | 0 | 34.31 | 34.31
2024-12-05 05:00 | 45631.2083 | 3.55 | 3.55 | 0 | 29.69 | 33.24
2024-12-05 06:00 | 45631.25 | 70.59 | 70.59 | 39.04 | 2.56 | 34.11
2024-12-05 07:00 | 45631.2917 | 252.25 | 252.25 | 206.91 | 0 | 45.34
2024-12-05 08:00 | 45631.3333 | 438.22 | 438.22 | 379.46 | 0 | 58.76
2024-12-05 09:00 | 45631.375 | 587.37 | 587.37 | 516.8 | 0 | 70.57
2024-12-05 10:00 | 45631.4167 | 734.71 | 734.71 | 654.21 | 0 | 80.5
2024-12-05 11:00 | 45631.4583 | 824.5 | 824.5 | 736.45 | 0 | 88.05
2024-12-05 12:00 | 45631.5 | 873.66 | 873.66 | 783.29 | 0 | 90.37
2024-12-05 13:00 | 45631.5417 | 888.4 | 888.4 | 797.25 | 0 | 91.15
2024-12-05 14:00 | 45631.5833 | 846.49 | 846.49 | 757.95 | 0 | 88.54
2024-12-05 15:00 | 45631.625 | 754.58 | 754.58 | 672.19 | 0 | 82.39
2024-12-05 16:00 | 45631.6667 | 585.09 | 585.09 | 514.69 | 0 | 70.4
2024-12-05 17:00 | 45631.7083 | 395.44 | 395.44 | 337.73 | 0 | 57.71
2024-12-05 18:00 | 45631.75 | 204.55 | 204.55 | 159.55 | 0 | 45
2024-12-05 19:00 | 45631.7917 | 92.09 | 92.09 | 54.91 | 1.03 | 38.21
2024-12-05 20:00 | 45631.8333 | 5.89 | 5.89 | 0 | 28.92 | 34.81
2024-12-05 21:00 | 45631.875 | 0 | 0 | 0 | 36.1 | 36.1
2024-12-05 22:00 | 45631.9167 | 0 | 0 | 0 | 35.58 | 35.58
2024-12-05 23:00 | 45631.9583 | 0 | 0 | 0 | 35.33 | 35.33
05/13/2024 00:00:00 | 05/13/2024 00:00:00 | 0 | 0 | 0 | 35.07 | 35.07
05/13/2024 01:00:00 | 05/13/2024 01:00:00 | 0 | 0 | 0 | 35.08 | 35.08
05/13/2024 02:00:00 | 05/13/2024 02:00:00 | 0 | 0 | 0 | 34.56 | 34.56
05/13/2024 03:00:00 | 05/13/2024 03:00:00 | 0 | 0 | 0 | 34.56 | 34.56
05/13/2024 04:00:00 | 05/13/2024 04:00:00 | 0 | 0 | 0 | 34.81 | 34.81
05/13/2024 05:00:00 | 05/13/2024 05:00:00 | 5.01 | 5.01 | 0 | 28.42 | 33.43
05/13/2024 06:00:00 | 05/13/2024 06:00:00 | 62.7 | 62.7 | 28.55 | 0.25 | 34.4
05/13/2024 07:00:00 | 05/13/2024 07:00:00 | 169.19 | 169.19 | 116.73 | 0 | 52.46
05/13/2024 08:00:00 | 05/13/2024 08:00:00 | 278.92 | 278.92 | 215.04 | 0 | 63.88
05/13/2024 09:00:00 | 05/13/2024 09:00:00 | 154.35 | 154.35 | 96.13 | 0 | 58.22
05/13/2024 10:00:00 | 05/13/2024 10:00:00 | 224.58 | 224.58 | 158.66 | 0 | 65.92
05/13/2024 11:00:00 | 05/13/2024 11:00:00 | 331.01 | 331.01 | 255.93 | 0 | 75.08
05/13/2024 12:00:00 | 05/13/2024 12:00:00 | 221.13 | 221.13 | 153.16 | 0 | 67.97
05/13/2024 13:00:00 | 05/13/2024 13:00:00 | 359.35 | 359.35 | 283.84 | 0 | 75.51
05/13/2024 14:00:00 | 05/13/2024 14:00:00 | 498.28 | 498.28 | 413.12 | 0 | 85.16
05/13/2024 15:00:00 | 05/13/2024 15:00:00 | 320.32 | 320.32 | 247.16 | 0 | 73.16
05/13/2024 16:00:00 | 05/13/2024 16:00:00 | 271.41 | 271.41 | 205 | 0 | 66.41
05/13/2024 17:00:00 | 05/13/2024 17:00:00 | 229.95 | 229.95 | 170.04 | 0 | 59.91
05/13/2024 18:00:00 | 05/13/2024 18:00:00 | 90.23 | 90.23 | 38.66 | 0 | 51.57
05/13/2024 19:00:00 | 05/13/2024 19:00:00 | 29.99 | 29.99 | 0.7 | 18.18 | 47.47
05/13/2024 20:00:00 | 05/13/2024 20:00:00 | 1.3 | 1.3 | 0 | 46.34 | 47.64
05/13/2024 21:00:00 | 05/13/2024 21:00:00 | 0 | 0 | 0 | 48.64 | 48.64
05/13/2024 22:00:00 | 05/13/2024 22:00:00 | 0 | 0 | 0 | 48.38 | 48.38
05/13/2024 23:00:00 | 05/13/2024 23:00:00 | 0 | 0 | 0 | 47.87 | 47.87
05/14/2024 00:00:00 | 05/14/2024 00:00:00 | 0 | 0 | 0 | 48.39 | 48.39
05/14/2024 01:00:00 | 05/14/2024 01:00:00 | 0 | 0 | 0 | 47.87 | 47.87
05/14/2024 02:00:00 | 05/14/2024 02:00:00 | 0 | 0 | 0 | 47.87 | 47.87
05/14/2024 03:00:00 | 05/14/2024 03:00:00 | 0 | 0 | 0 | 48.13 | 48.13
05/14/2024 04:00:00 | 05/14/2024 04:00:00 | 0 | 0 | 0 | 47.87 | 47.87
05/14/2024 05:00:00 | 05/14/2024 05:00:00 | 3.37 | 3.37 | 0 | 43.01 | 46.38
05/14/2024 06:00:00 | 05/14/2024 06:00:00 | 81.44 | 81.44 | 38.92 | 5.63 | 48.15
05/14/2024 07:00:00 | 05/14/2024 07:00:00 | 265.96 | 265.96 | 205.44 | 0 | 60.52
05/14/2024 08:00:00 | 05/14/2024 08:00:00 | 310.13 | 310.13 | 244.92 | 0 | 65.21
05/14/2024 09:00:00 | 05/14/2024 09:00:00 | 388.18 | 388.18 | 316.74 | 0 | 71.44
05/14/2024 10:00:00 | 05/14/2024 10:00:00 | 640.39 | 640.39 | 550.72 | 0 | 89.67
05/14/2024 11:00:00 | 05/14/2024 11:00:00 | 673 | 673 | 578.3 | 0 | 94.7
05/14/2024 12:00:00 | 05/14/2024 12:00:00 | 308.86 | 308.86 | 238.66 | 0 | 70.2
05/14/2024 13:00:00 | 05/14/2024 13:00:00 | 562.11 | 562.11 | 476.1 | 0 | 86.01
05/14/2024 14:00:00 | 05/14/2024 14:00:00 | 477.33 | 477.33 | 396.35 | 0 | 80.98
05/14/2024 15:00:00 | 05/14/2024 15:00:00 | 103.46 | 103.46 | 42.3 | 0 | 61.16
05/14/2024 16:00:00 | 05/14/2024 16:00:00 | 92.35 | 92.35 | 38.59 | 0 | 53.76
05/14/2024 17:00:00 | 05/14/2024 17:00:00 | 124.13 | 124.13 | 67.97 | 0 | 56.16
05/14/2024 18:00:00 | 05/14/2024 18:00:00 | 128.19 | 128.19 | 72.51 | 0 | 55.68
05/14/2024 19:00:00 | 05/14/2024 19:00:00 | 34.68 | 34.68 | 2.05 | 16.38 | 49.01
05/14/2024 20:00:00 | 05/14/2024 20:00:00 | 1.43 | 1.43 | 0 | 47.11 | 48.54
05/14/2024 21:00:00 | 05/14/2024 21:00:00 | 0 | 0 | 0 | 50.17 | 50.17
05/14/2024 22:00:00 | 05/14/2024 22:00:00 | 0 | 0 | 0 | 49.41 | 49.41
05/14/2024 23:00:00 | 05/14/2024 23:00:00 | 0 | 0 | 0 | 49.41 | 49.41
05/15/2024 00:00:00 | 05/15/2024 00:00:00 | 0 | 0 | 0 | 49.41 | 49.41
05/15/2024 01:00:00 | 05/15/2024 01:00:00 | 0 | 0 | 0 | 48.89 | 48.89
05/15/2024 02:00:00 | 05/15/2024 02:00:00 | 0 | 0 | 0 | 48.39 | 48.39
05/15/2024 03:00:00 | 05/15/2024 03:00:00 | 0 | 0 | 0 | 48.13 | 48.13
05/15/2024 04:00:00 | 05/15/2024 04:00:00 | 0 | 0 | 0 | 47.87 | 47.87
05/15/2024 05:00:00 | 05/15/2024 05:00:00 | 2.04 | 2.04 | 0 | 45.57 | 47.61
05/15/2024 06:00:00 | 05/15/2024 06:00:00 | 14.44 | 14.44 | 0 | 30.46 | 44.9
05/15/2024 07:00:00 | 05/15/2024 07:00:00 | 59.68 | 59.68 | 15.04 | 7.42 | 52.06
05/15/2024 08:00:00 | 05/15/2024 08:00:00 | 217.55 | 217.55 | 156.03 | 0 | 61.52
05/15/2024 09:00:00 | 05/15/2024 09:00:00 | 453.74 | 453.74 | 374.34 | 0 | 79.4
05/15/2024 10:00:00 | 05/15/2024 10:00:00 | 462.07 | 462.07 | 382.14 | 0 | 79.93
05/15/2024 11:00:00 | 05/15/2024 11:00:00 | 353.65 | 353.65 | 281.22 | 0 | 72.43
05/15/2024 12:00:00 | 05/15/2024 12:00:00 | 273.18 | 273.18 | 205.25 | 0 | 67.93
05/15/2024 13:00:00 | 05/15/2024 13:00:00 | 243.51 | 243.51 | 179.2 | 0 | 64.31
05/15/2024 14:00:00 | 05/15/2024 14:00:00 | 134.74 | 134.74 | 79.04 | 0 | 55.7
05/15/2024 15:00:00 | 05/15/2024 15:00:00 | 202.37 | 202.37 | 139.52 | 0 | 62.85
05/15/2024 16:00:00 | 05/15/2024 16:00:00 | 105.58 | 105.58 | 60.41 | 0 | 45.17
05/15/2024 17:00:00 | 05/15/2024 17:00:00 | 62.9 | 62.9 | 22.47 | 0 | 40.43
05/15/2024 18:00:00 | 05/15/2024 18:00:00 | 34.53 | 34.53 | 0.45 | 5.38 | 39.46
05/15/2024 19:00:00 | 05/15/2024 19:00:00 | 18.97 | 18.97 | 0 | 18.69 | 37.66
05/15/2024 20:00:00 | 05/15/2024 20:00:00 | 0.31 | 0.31 | 0 | 38.65 | 38.96
05/15/2024 21:00:00 | 05/15/2024 21:00:00 | 0 | 0 | 0 | 39.17 | 39.17
05/15/2024 22:00:00 | 05/15/2024 22:00:00 | 0 | 0 | 0 | 39.68 | 39.68
05/15/2024 23:00:00 | 05/15/2024 23:00:00 | 0 | 0 | 0 | 39.17 | 39.17
05/16/2024 00:00:00 | 05/16/2024 00:00:00 | 0 | 0 | 0 | 38.91 | 38.91
05/16/2024 01:00:00 | 05/16/2024 01:00:00 | 0 | 0 | 0 | 39.68 | 39.68
05/16/2024 02:00:00 | 05/16/2024 02:00:00 | 0 | 0 | 0 | 39.43 | 39.43
05/16/2024 03:00:00 | 05/16/2024 03:00:00 | 0 | 0 | 0 | 39.42 | 39.42
05/16/2024 04:00:00 | 05/16/2024 04:00:00 | 0 | 0 | 0 | 39.42 | 39.42
05/16/2024 05:00:00 | 05/16/2024 05:00:00 | 0 | 0 | 0 | 39.17 | 39.17
05/16/2024 06:00:00 | 05/16/2024 06:00:00 | 4.2 | 4.2 | 0 | 35.33 | 39.53
05/16/2024 07:00:00 | 05/16/2024 07:00:00 | 23.09 | 23.09 | 0.32 | 20.99 | 43.76
05/16/2024 08:00:00 | 05/16/2024 08:00:00 | 10.75 | 10.75 | 0 | 34.31 | 45.06
05/16/2024 09:00:00 | 05/16/2024 09:00:00 | 26.57 | 26.57 | 0 | 19.45 | 46.02
05/16/2024 10:00:00 | 05/16/2024 10:00:00 | 102.7 | 102.7 | 42.43 | 0.77 | 61.04
05/16/2024 11:00:00 | 05/16/2024 11:00:00 | 143.21 | 143.21 | 76.54 | 0 | 66.67
05/16/2024 12:00:00 | 05/16/2024 12:00:00 | 140.74 | 140.74 | 74.56 | 0 | 66.18
05/16/2024 13:00:00 | 05/16/2024 13:00:00 | 176.36 | 176.36 | 111.04 | 0 | 65.32
05/16/2024 14:00:00 | 05/16/2024 14:00:00 | 96.57 | 96.57 | 34.95 | 2.82 | 64.44
05/16/2024 15:00:00 | 05/16/2024 15:00:00 | 105.61 | 105.61 | 44.03 | 2.04 | 63.62
05/16/2024 16:00:00 | 05/16/2024 16:00:00 | 54.11 | 54.11 | 15.1 | 3.59 | 42.6
05/16/2024 17:00:00 | 05/16/2024 17:00:00 | 42.62 | 42.62 | 11.84 | 9.98 | 40.76
05/16/2024 18:00:00 | 05/16/2024 18:00:00 | 8.59 | 8.59 | 0 | 32.51 | 41.1
05/16/2024 19:00:00 | 05/16/2024 19:00:00 | 1.06 | 1.06 | 0 | 40.45 | 41.51
05/16/2024 20:00:00 | 05/16/2024 20:00:00 | 0.03 | 0.03 | 0 | 41.73 | 41.76
05/16/2024 21:00:00 | 05/16/2024 21:00:00 | 0 | 0 | 0 | 40.96 | 40.96
05/16/2024 22:00:00 | 05/16/2024 22:00:00 | 0 | 0 | 0 | 40.7 | 40.7
05/16/2024 23:00:00 | 05/16/2024 23:00:00 | 0 | 0 | 0 | 38.66 | 38.66
05/17/2024 00:00:00 | 05/17/2024 00:00:00 | 0 | 0 | 0 | 38.4 | 38.4
05/17/2024 01:00:00 | 05/17/2024 01:00:00 | 0 | 0 | 0 | 39.17 | 39.17
05/17/2024 02:00:00 | 05/17/2024 02:00:00 | 0 | 0 | 0 | 38.14 | 38.14
05/17/2024 03:00:00 | 05/17/2024 03:00:00 | 0 | 0 | 0 | 38.91 | 38.91
05/17/2024 04:00:00 | 05/17/2024 04:00:00 | 0 | 0 | 0 | 38.66 | 38.66
05/17/2024 05:00:00 | 05/17/2024 05:00:00 | 2.41 | 2.41 | 0 | 35.33 | 37.74
05/17/2024 06:00:00 | 05/17/2024 06:00:00 | 35.46 | 35.46 | 6.98 | 8.45 | 36.93
05/17/2024 07:00:00 | 05/17/2024 07:00:00 | 77.15 | 77.15 | 34.24 | 0 | 42.91
05/17/2024 08:00:00 | 05/17/2024 08:00:00 | 167.75 | 167.75 | 117.5 | 0 | 50.25
05/17/2024 09:00:00 | 05/17/2024 09:00:00 | 321.02 | 321.02 | 257.35 | 0 | 63.67
05/17/2024 10:00:00 | 05/17/2024 10:00:00 | 518.1 | 518.1 | 441.6 | 0 | 76.5
05/17/2024 11:00:00 | 05/17/2024 11:00:00 | 454.61 | 454.61 | 373.95 | 0 | 80.66
05/17/2024 12:00:00 | 05/17/2024 12:00:00 | 220.34 | 220.34 | 160.19 | 0 | 60.15
05/17/2024 13:00:00 | 05/17/2024 13:00:00 | 220.98 | 220.98 | 164.8 | 0 | 56.18
05/17/2024 14:00:00 | 05/17/2024 14:00:00 | 392.67 | 392.67 | 318.98 | 0 | 73.69
05/17/2024 15:00:00 | 05/17/2024 15:00:00 | 381.77 | 381.77 | 312.51 | 0 | 69.26
05/17/2024 16:00:00 | 05/17/2024 16:00:00 | 306.18 | 306.18 | 248.13 | 0 | 58.05
05/17/2024 17:00:00 | 05/17/2024 17:00:00 | 102.03 | 102.03 | 56.76 | 0.25 | 45.52
05/17/2024 18:00:00 | 05/17/2024 18:00:00 | 134.52 | 134.52 | 88.52 | 0 | 46
05/17/2024 19:00:00 | 05/17/2024 19:00:00 | 23.85 | 23.85 | 0.44 | 14.08 | 37.49
05/17/2024 20:00:00 | 05/17/2024 20:00:00 | 2.55 | 2.55 | 0 | 34.31 | 36.86
05/17/2024 21:00:00 | 05/17/2024 21:00:00 | 0 | 0 | 0 | 37.88 | 37.88
05/17/2024 22:00:00 | 05/17/2024 22:00:00 | 0 | 0 | 0 | 37.38 | 37.38
05/17/2024 23:00:00 | 05/17/2024 23:00:00 | 0 | 0 | 0 | 38.14 | 38.14
05/18/2024 00:00:00 | 05/18/2024 00:00:00 | 0 | 0 | 0 | 36.36 | 36.36
05/18/2024 01:00:00 | 05/18/2024 01:00:00 | 0 | 0 | 0 | 35.07 | 35.07
05/18/2024 02:00:00 | 05/18/2024 02:00:00 | 0 | 0 | 0 | 35.33 | 35.33
05/18/2024 03:00:00 | 05/18/2024 03:00:00 | 0 | 0 | 0 | 34.81 | 34.81
05/18/2024 04:00:00 | 05/18/2024 04:00:00 | 0 | 0 | 0 | 35.07 | 35.07
05/18/2024 05:00:00 | 05/18/2024 05:00:00 | 4.26 | 4.26 | 0 | 29.19 | 33.45
05/18/2024 06:00:00 | 05/18/2024 06:00:00 | 75.81 | 75.81 | 41.16 | 1.02 | 35.67
05/18/2024 07:00:00 | 05/18/2024 07:00:00 | 219.93 | 219.93 | 176 | 0 | 43.93
05/18/2024 08:00:00 | 05/18/2024 08:00:00 | 384.93 | 384.93 | 323.64 | 0 | 61.29
05/18/2024 09:00:00 | 05/18/2024 09:00:00 | 547.7 | 547.7 | 471.94 | 0 | 75.76
05/18/2024 10:00:00 | 05/18/2024 10:00:00 | 676.2 | 676.2 | 592.19 | 0 | 84.01
05/18/2024 11:00:00 | 05/18/2024 11:00:00 | 762.87 | 762.87 | 671.49 | 0 | 91.38
05/18/2024 12:00:00 | 05/18/2024 12:00:00 | 825.09 | 825.09 | 731.14 | 0 | 93.95
05/18/2024 13:00:00 | 05/18/2024 13:00:00 | 788.34 | 788.34 | 700.54 | 0 | 87.8
05/18/2024 14:00:00 | 05/18/2024 14:00:00 | 719.75 | 719.75 | 637.44 | 0 | 82.31
05/18/2024 15:00:00 | 05/18/2024 15:00:00 | 698.31 | 698.31 | 616.45 | 0 | 81.86
05/18/2024 16:00:00 | 05/18/2024 16:00:00 | 583.14 | 583.14 | 510.46 | 0 | 72.68
05/18/2024 17:00:00 | 05/18/2024 17:00:00 | 427 | 427 | 364.87 | 0 | 62.13
05/18/2024 18:00:00 | 05/18/2024 18:00:00 | 262.24 | 262.24 | 211.71 | 0 | 50.53
05/18/2024 19:00:00 | 05/18/2024 19:00:00 | 106.96 | 106.96 | 65.92 | 0 | 41.04
05/18/2024 20:00:00 | 05/18/2024 20:00:00 | 8.74 | 8.74 | 0.13 | 27.91 | 36.52
05/18/2024 21:00:00 | 05/18/2024 21:00:00 | 0 | 0 | 0 | 39.16 | 39.16
05/18/2024 22:00:00 | 05/18/2024 22:00:00 | 0 | 0 | 0 | 38.66 | 38.66
05/18/2024 23:00:00 | 05/18/2024 23:00:00 | 0 | 0 | 0 | 35.84 | 35.84
05/19/2024 00:00:00 | 05/19/2024 00:00:00 | 0 | 0 | 0 | 36.35 | 36.35
05/19/2024 01:00:00 | 05/19/2024 01:00:00 | 0 | 0 | 0 | 35.84 | 35.84
05/19/2024 02:00:00 | 05/19/2024 02:00:00 | 0 | 0 | 0 | 35.84 | 35.84
05/19/2024 03:00:00 | 05/19/2024 03:00:00 | 0 | 0 | 0 | 35.59 | 35.59
05/19/2024 04:00:00 | 05/19/2024 04:00:00 | 0 | 0 | 0 | 36.35 | 36.35
05/19/2024 05:00:00 | 05/19/2024 05:00:00 | 7.22 | 7.22 | 0 | 26.88 | 34.1
05/19/2024 06:00:00 | 05/19/2024 06:00:00 | 80.79 | 80.79 | 44.54 | 0 | 36.25
05/19/2024 07:00:00 | 05/19/2024 07:00:00 | 203.42 | 203.42 | 160.13 | 0 | 43.29
05/19/2024 08:00:00 | 05/19/2024 08:00:00 | 269.47 | 269.47 | 222.01 | 0 | 47.46
05/19/2024 09:00:00 | 05/19/2024 09:00:00 | 213.2 | 213.2 | 167.04 | 0 | 46.16
05/19/2024 10:00:00 | 05/19/2024 10:00:00 | 525 | 525 | 456.26 | 0 | 68.74
05/19/2024 11:00:00 | 05/19/2024 11:00:00 | 386.49 | 386.49 | 326.14 | 0 | 60.35
05/19/2024 12:00:00 | 05/19/2024 12:00:00 | 820.99 | 820.99 | 729.86 | 0 | 91.13
05/19/2024 13:00:00 | 05/19/2024 13:00:00 | 593.54 | 593.54 | 518.46 | 0 | 75.08
05/19/2024 14:00:00 | 05/19/2024 14:00:00 | 783.43 | 783.43 | 695.62 | 0 | 87.81
05/19/2024 15:00:00 | 05/19/2024 15:00:00 | 671.48 | 671.48 | 593.28 | 0 | 78.2
05/19/2024 16:00:00 | 05/19/2024 16:00:00 | 519.99 | 519.99 | 452.54 | 0 | 67.45
05/19/2024 17:00:00 | 05/19/2024 17:00:00 | 381.09 | 381.09 | 323.65 | 0 | 57.44
05/19/2024 18:00:00 | 05/19/2024 18:00:00 | 271.18 | 271.18 | 220.74 | 0 | 50.44
05/19/2024 19:00:00 | 05/19/2024 19:00:00 | 91.65 | 91.65 | 56.64 | 2.81 | 37.82
05/19/2024 20:00:00 | 05/19/2024 20:00:00 | 4.31 | 4.31 | 0 | 29.96 | 34.27
05/19/2024 21:00:00 | 05/19/2024 21:00:00 | 0 | 0 | 0 | 36.86 | 36.86
05/19/2024 22:00:00 | 05/19/2024 22:00:00 | 0 | 0 | 0 | 36.1 | 36.1
05/19/2024 23:00:00 | 05/19/2024 23:00:00 | 0 | 0 | 0 | 35.84 | 35.84
05/20/2024 00:00:00 | 05/20/2024 00:00:00 | 0 | 0 | 0 | 35.84 | 35.84
05/20/2024 01:00:00 | 05/20/2024 01:00:00 | 0 | 0 | 0 | 35.58 | 35.58
05/20/2024 02:00:00 | 05/20/2024 02:00:00 | 0 | 0 | 0 | 35.58 | 35.58
05/20/2024 03:00:00 | 05/20/2024 03:00:00 | 0 | 0 | 0 | 36.1 | 36.1
05/20/2024 04:00:00 | 05/20/2024 04:00:00 | 0 | 0 | 0 | 35.33 | 35.33
05/20/2024 05:00:00 | 05/20/2024 05:00:00 | 6.85 | 6.85 | 0 | 27.13 | 33.98
05/20/2024 06:00:00 | 05/20/2024 06:00:00 | 76.06 | 76.06 | 41.15 | 1.03 | 35.94
05/20/2024 07:00:00 | 05/20/2024 07:00:00 | 220.33 | 220.33 | 162.75 | 0 | 57.58
05/20/2024 08:00:00 | 05/20/2024 08:00:00 | 388.2 | 388.2 | 310.72 | 0 | 77.48
05/20/2024 09:00:00 | 05/20/2024 09:00:00 | 541.97 | 541.97 | 449.03 | 0 | 92.94
05/20/2024 10:00:00 | 05/20/2024 10:00:00 | 606.74 | 606.74 | 512.89 | 0 | 93.85
05/20/2024 11:00:00 | 05/20/2024 11:00:00 | 495.14 | 495.14 | 408.32 | 0 | 86.82
05/20/2024 12:00:00 | 05/20/2024 12:00:00 | 532.1 | 532.1 | 441.6 | 0 | 90.5
05/20/2024 13:00:00 | 05/20/2024 13:00:00 | 694.14 | 694.14 | 591.81 | 0 | 102.33
05/20/2024 14:00:00 | 05/20/2024 14:00:00 | 722.43 | 722.43 | 619.39 | 0 | 103.04
05/20/2024 15:00:00 | 05/20/2024 15:00:00 | 642.33 | 642.33 | 544.51 | 0 | 97.82
05/20/2024 16:00:00 | 05/20/2024 16:00:00 | 498.49 | 498.49 | 414.15 | 0 | 84.34
05/20/2024 17:00:00 | 05/20/2024 17:00:00 | 313.94 | 313.94 | 247.36 | 0 | 66.58
05/20/2024 18:00:00 | 05/20/2024 18:00:00 | 152.04 | 152.04 | 97.09 | 0 | 54.95
05/20/2024 19:00:00 | 05/20/2024 19:00:00 | 54.04 | 54.04 | 9.85 | 3.58 | 47.77
05/20/2024 20:00:00 | 05/20/2024 20:00:00 | 6.39 | 6.39 | 0 | 39.43 | 45.82
05/20/2024 21:00:00 | 05/20/2024 21:00:00 | 0 | 0 | 0 | 47.1 | 47.1
05/20/2024 22:00:00 | 05/20/2024 22:00:00 | 0 | 0 | 0 | 45.31 | 45.31
05/20/2024 23:00:00 | 05/20/2024 23:00:00 | 0 | 0 | 0 | 46.34 | 46.34
05/21/2024 00:00:00 | 05/21/2024 00:00:00 | 0 | 0 | 0 | 44.54 | 44.54
05/21/2024 01:00:00 | 05/21/2024 01:00:00 | 0 | 0 | 0 | 44.55 | 44.55
05/21/2024 02:00:00 | 05/21/2024 02:00:00 | 0 | 0 | 0 | 44.8 | 44.8
05/21/2024 03:00:00 | 05/21/2024 03:00:00 | 0 | 0 | 0 | 44.28 | 44.28
05/21/2024 04:00:00 | 05/21/2024 04:00:00 | 0 | 0 | 0 | 44.8 | 44.8
05/21/2024 05:00:00 | 05/21/2024 05:00:00 | 2.11 | 2.11 | 0 | 41.48 | 43.59
05/21/2024 06:00:00 | 05/21/2024 06:00:00 | 19.86 | 19.86 | 0.07 | 21.76 | 41.55
05/21/2024 07:00:00 | 05/21/2024 07:00:00 | 30.74 | 30.74 | 1.34 | 19.2 | 48.6
05/21/2024 08:00:00 | 05/21/2024 08:00:00 | 21.29 | 21.29 | 0 | 28.67 | 49.96
05/21/2024 09:00:00 | 05/21/2024 09:00:00 | 68.2 | 68.2 | 15.23 | 0 | 52.97
05/21/2024 10:00:00 | 05/21/2024 10:00:00 | 217.08 | 217.08 | 152.13 | 0 | 64.95
05/21/2024 11:00:00 | 05/21/2024 11:00:00 | 239.96 | 239.96 | 179.52 | 0 | 60.44
05/21/2024 12:00:00 | 05/21/2024 12:00:00 | 201.06 | 201.06 | 131.58 | 0 | 69.48
05/21/2024 13:00:00 | 05/21/2024 13:00:00 | 118.44 | 118.44 | 58.5 | 1.28 | 61.22
05/21/2024 14:00:00 | 05/21/2024 14:00:00 | 286.72 | 286.72 | 213.31 | 0 | 73.41
05/21/2024 15:00:00 | 05/21/2024 15:00:00 | 170.19 | 170.19 | 108.16 | 0 | 62.03
05/21/2024 16:00:00 | 05/21/2024 16:00:00 | 212.14 | 212.14 | 158.27 | 0 | 53.87
05/21/2024 17:00:00 | 05/21/2024 17:00:00 | 137.46 | 137.46 | 88.32 | 0 | 49.14
05/21/2024 18:00:00 | 05/21/2024 18:00:00 | 34.31 | 34.31 | 6.53 | 9.21 | 36.99
05/21/2024 19:00:00 | 05/21/2024 19:00:00 | 23.2 | 23.2 | 0 | 12.29 | 35.49
05/21/2024 20:00:00 | 05/21/2024 20:00:00 | 4.85 | 4.85 | 0 | 29.95 | 34.8
05/21/2024 21:00:00 | 05/21/2024 21:00:00 | 0 | 0 | 0 | 35.84 | 35.84
05/21/2024 22:00:00 | 05/21/2024 22:00:00 | 0 | 0 | 0 | 34.31 | 34.31
05/21/2024 23:00:00 | 05/21/2024 23:00:00 | 0 | 0 | 0 | 33.79 | 33.79
05/22/2024 00:00:00 | 05/22/2024 00:00:00 | 0 | 0 | 0 | 33.79 | 33.79
05/22/2024 01:00:00 | 05/22/2024 01:00:00 | 0 | 0 | 0 | 35.07 | 35.07
05/22/2024 02:00:00 | 05/22/2024 02:00:00 | 0 | 0 | 0 | 34.05 | 34.05
05/22/2024 03:00:00 | 05/22/2024 03:00:00 | 0 | 0 | 0 | 34.31 | 34.31
05/22/2024 04:00:00 | 05/22/2024 04:00:00 | 0 | 0 | 0 | 34.81 | 34.81
05/22/2024 05:00:00 | 05/22/2024 05:00:00 | 2.75 | 2.75 | 0 | 29.44 | 32.19
05/22/2024 06:00:00 | 05/22/2024 06:00:00 | 13.84 | 13.84 | 0 | 17.15 | 30.99
05/22/2024 07:00:00 | 05/22/2024 07:00:00 | 26.85 | 26.85 | 0.26 | 16.9 | 43.49
05/22/2024 08:00:00 | 05/22/2024 08:00:00 | 61.46 | 61.46 | 7.93 | 2.05 | 55.58
05/22/2024 09:00:00 | 05/22/2024 09:00:00 | 82.3 | 82.3 | 25.99 | 0.51 | 56.82
05/22/2024 10:00:00 | 05/22/2024 10:00:00 | 98.15 | 98.15 | 44.54 | 0.51 | 54.12
05/22/2024 11:00:00 | 05/22/2024 11:00:00 | 144.59 | 144.59 | 89.41 | 0 | 55.18
05/22/2024 12:00:00 | 05/22/2024 12:00:00 | 277.91 | 277.91 | 212.74 | 0 | 65.17
05/22/2024 13:00:00 | 05/22/2024 13:00:00 | 155.79 | 155.79 | 100.41 | 0 | 55.38
05/22/2024 14:00:00 | 05/22/2024 14:00:00 | 425.71 | 425.71 | 349.57 | 0 | 76.14
05/22/2024 15:00:00 | 05/22/2024 15:00:00 | 258.84 | 258.84 | 192.64 | 0 | 66.2
05/22/2024 16:00:00 | 05/22/2024 16:00:00 | 107.77 | 107.77 | 56.32 | 1.03 | 52.48
05/22/2024 17:00:00 | 05/22/2024 17:00:00 | 17.84 | 17.84 | 0.32 | 27.9 | 45.42
05/22/2024 18:00:00 | 05/22/2024 18:00:00 | 19.15 | 19.15 | 0 | 25.34 | 44.49
05/22/2024 19:00:00 | 05/22/2024 19:00:00 | 23.68 | 23.68 | 0 | 21.51 | 45.19
05/22/2024 20:00:00 | 05/22/2024 20:00:00 | 3.92 | 3.92 | 0 | 39.17 | 43.09
05/22/2024 21:00:00 | 05/22/2024 21:00:00 | 0 | 0 | 0 | 44.28 | 44.28
05/22/2024 22:00:00 | 05/22/2024 22:00:00 | 0 | 0 | 0 | 44.55 | 44.55
05/22/2024 23:00:00 | 05/22/2024 23:00:00 | 0 | 0 | 0 | 44.54 | 44.54
05/23/2024 00:00:00 | 05/23/2024 00:00:00 | 0 | 0 | 0 | 42.5 | 42.5
05/23/2024 01:00:00 | 05/23/2024 01:00:00 | 0 | 0 | 0 | 42.75 | 42.75
05/23/2024 02:00:00 | 05/23/2024 02:00:00 | 0 | 0 | 0 | 43.26 | 43.26
05/23/2024 03:00:00 | 05/23/2024 03:00:00 | 0 | 0 | 0 | 42.5 | 42.5
05/23/2024 04:00:00 | 05/23/2024 04:00:00 | 0 | 0 | 0 | 42.75 | 42.75
05/23/2024 05:00:00 | 05/23/2024 05:00:00 | 4.61 | 4.61 | 0 | 37.38 | 41.99
05/23/2024 06:00:00 | 05/23/2024 06:00:00 | 69.85 | 69.85 | 35.26 | 9.21 | 43.8
05/23/2024 07:00:00 | 05/23/2024 07:00:00 | 226.68 | 226.68 | 161.73 | 0 | 64.95
05/23/2024 08:00:00 | 05/23/2024 08:00:00 | 410.67 | 410.67 | 322.31 | 0 | 88.36
05/23/2024 09:00:00 | 05/23/2024 09:00:00 | 535.67 | 535.67 | 442.43 | 0 | 93.24
05/23/2024 10:00:00 | 05/23/2024 10:00:00 | 660.34 | 660.34 | 555.71 | 0 | 104.63
05/23/2024 11:00:00 | 05/23/2024 11:00:00 | 581.51 | 581.51 | 480.26 | 0 | 101.25
05/23/2024 12:00:00 | 05/23/2024 12:00:00 | 756.31 | 756.31 | 653.56 | 0 | 102.75
05/23/2024 13:00:00 | 05/23/2024 13:00:00 | 822.09 | 822.09 | 709.25 | 0 | 112.84
05/23/2024 14:00:00 | 05/23/2024 14:00:00 | 641.99 | 641.99 | 549.31 | 0 | 92.68
05/23/2024 15:00:00 | 05/23/2024 15:00:00 | 819.41 | 819.41 | 710.98 | 0 | 108.43
05/23/2024 16:00:00 | 05/23/2024 16:00:00 | 696.32 | 696.32 | 601.92 | 0 | 94.4
05/23/2024 17:00:00 | 05/23/2024 17:00:00 | 499.19 | 499.19 | 417.34 | 0 | 81.85
05/23/2024 18:00:00 | 05/23/2024 18:00:00 | 216.52 | 216.52 | 155.14 | 0 | 61.38
05/23/2024 19:00:00 | 05/23/2024 19:00:00 | 49.56 | 49.56 | 15.1 | 13.83 | 48.29
05/23/2024 20:00:00 | 05/23/2024 20:00:00 | 0.2 | 0.2 | 0 | 47.61 | 47.81
05/23/2024 21:00:00 | 05/23/2024 21:00:00 | 0 | 0 | 0 | 48.13 | 48.13
05/23/2024 22:00:00 | 05/23/2024 22:00:00 | 0 | 0 | 0 | 47.36 | 47.36
05/23/2024 23:00:00 | 05/23/2024 23:00:00 | 0 | 0 | 0 | 45.31 | 45.31
05/24/2024 00:00:00 | 05/24/2024 00:00:00 | 0 | 0 | 0 | 45.32 | 45.32
05/24/2024 01:00:00 | 05/24/2024 01:00:00 | 0 | 0 | 0 | 45.82 | 45.82
05/24/2024 02:00:00 | 05/24/2024 02:00:00 | 0 | 0 | 0 | 44.8 | 44.8
05/24/2024 03:00:00 | 05/24/2024 03:00:00 | 0 | 0 | 0 | 46.59 | 46.59
05/24/2024 04:00:00 | 05/24/2024 04:00:00 | 0 | 0 | 0 | 46.59 | 46.59
05/24/2024 05:00:00 | 05/24/2024 05:00:00 | 5.26 | 5.26 | 0 | 40.2 | 45.46
05/24/2024 06:00:00 | 05/24/2024 06:00:00 | 71.51 | 71.51 | 28.04 | 3.32 | 46.79
05/24/2024 07:00:00 | 05/24/2024 07:00:00 | 169.4 | 169.4 | 112.89 | 0 | 56.51
05/24/2024 08:00:00 | 05/24/2024 08:00:00 | 327.78 | 327.78 | 259.52 | 0 | 68.26
05/24/2024 09:00:00 | 05/24/2024 09:00:00 | 504.58 | 504.58 | 420.03 | 0 | 84.55
05/24/2024 10:00:00 | 05/24/2024 10:00:00 | 505.77 | 505.77 | 413 | 0 | 92.77
05/24/2024 11:00:00 | 05/24/2024 11:00:00 | 501.38 | 501.38 | 412.67 | 0 | 88.71
05/24/2024 12:00:00 | 05/24/2024 12:00:00 | 364.97 | 364.97 | 291.2 | 0 | 73.77
05/24/2024 13:00:00 | 05/24/2024 13:00:00 | 564.16 | 564.16 | 478.21 | 0 | 85.95
05/24/2024 14:00:00 | 05/24/2024 14:00:00 | 924.38 | 924.38 | 812.09 | 0 | 112.29
05/24/2024 15:00:00 | 05/24/2024 15:00:00 | 578.61 | 578.61 | 482.11 | 0 | 96.5
05/24/2024 16:00:00 | 05/24/2024 16:00:00 | 360.2 | 360.2 | 297.73 | 0 | 62.47
05/24/2024 17:00:00 | 05/24/2024 17:00:00 | 398.66 | 398.66 | 334.15 | 0 | 64.51
05/24/2024 18:00:00 | 05/24/2024 18:00:00 | 226.65 | 226.65 | 174.72 | 0 | 51.93
05/24/2024 19:00:00 | 05/24/2024 19:00:00 | 71.52 | 71.52 | 33.34 | 0 | 38.18
05/24/2024 20:00:00 | 05/24/2024 20:00:00 | 12.61 | 12.61 | 0.32 | 23.56 | 35.85
05/24/2024 21:00:00 | 05/24/2024 21:00:00 | 0 | 0 | 0 | 36.6 | 36.6
05/24/2024 22:00:00 | 05/24/2024 22:00:00 | 0 | 0 | 0 | 37.12 | 37.12
05/24/2024 23:00:00 | 05/24/2024 23:00:00 | 0 | 0 | 0 | 35.08 | 35.08
05/25/2024 00:00:00 | 05/25/2024 00:00:00 | 0 | 0 | 0 | 34.3 | 34.3
05/25/2024 01:00:00 | 05/25/2024 01:00:00 | 0 | 0 | 0 | 34.05 | 34.05
05/25/2024 02:00:00 | 05/25/2024 02:00:00 | 0 | 0 | 0 | 33.53 | 33.53
05/25/2024 03:00:00 | 05/25/2024 03:00:00 | 0 | 0 | 0 | 34.82 | 34.82
05/25/2024 04:00:00 | 05/25/2024 04:00:00 | 0 | 0 | 0 | 34.05 | 34.05
05/25/2024 05:00:00 | 05/25/2024 05:00:00 | 10.69 | 10.69 | 0.58 | 21.5 | 31.61
05/25/2024 06:00:00 | 05/25/2024 06:00:00 | 89.61 | 89.61 | 54.46 | 0 | 35.15
05/25/2024 07:00:00 | 05/25/2024 07:00:00 | 271.74 | 271.74 | 225.09 | 0 | 46.65
05/25/2024 08:00:00 | 05/25/2024 08:00:00 | 325.33 | 325.33 | 275.33 | 0 | 50
05/25/2024 09:00:00 | 05/25/2024 09:00:00 | 630.62 | 630.62 | 558.33 | 0 | 72.29
05/25/2024 10:00:00 | 05/25/2024 10:00:00 | 552.89 | 552.89 | 484.23 | 0 | 68.66
05/25/2024 11:00:00 | 05/25/2024 11:00:00 | 869.33 | 869.33 | 777.34 | 0 | 91.99
05/25/2024 12:00:00 | 05/25/2024 12:00:00 | 782.35 | 782.35 | 695.68 | 0 | 86.67
05/25/2024 13:00:00 | 05/25/2024 13:00:00 | 594.31 | 594.31 | 521.79 | 0 | 72.52
05/25/2024 14:00:00 | 05/25/2024 14:00:00 | 541.35 | 541.35 | 473.99 | 0 | 67.36
05/25/2024 15:00:00 | 05/25/2024 15:00:00 | 728.12 | 728.12 | 647.23 | 0 | 80.89
05/25/2024 16:00:00 | 05/25/2024 16:00:00 | 531.12 | 531.12 | 462.33 | 0 | 68.79
05/25/2024 17:00:00 | 05/25/2024 17:00:00 | 358.39 | 358.39 | 302.08 | 0 | 56.31
05/25/2024 18:00:00 | 05/25/2024 18:00:00 | 275.62 | 275.62 | 223.88 | 0 | 51.74
05/25/2024 19:00:00 | 05/25/2024 19:00:00 | 112.49 | 112.49 | 72.44 | 0.26 | 40.31
05/25/2024 20:00:00 | 05/25/2024 20:00:00 | 13.39 | 13.39 | 0 | 22.27 | 35.66
05/25/2024 21:00:00 | 05/25/2024 21:00:00 | 0 | 0 | 0 | 36.1 | 36.1
05/25/2024 22:00:00 | 05/25/2024 22:00:00 | 0 | 0 | 0 | 36.6 | 36.6
05/25/2024 23:00:00 | 05/25/2024 23:00:00 | 0 | 0 | 0 | 34.31 | 34.31
05/26/2024 00:00:00 | 05/26/2024 00:00:00 | 0 | 0 | 0 | 34.3 | 34.3
05/26/2024 01:00:00 | 05/26/2024 01:00:00 | 0 | 0 | 0 | 34.82 | 34.82
05/26/2024 02:00:00 | 05/26/2024 02:00:00 | 0 | 0 | 0 | 33.02 | 33.02
05/26/2024 03:00:00 | 05/26/2024 03:00:00 | 0 | 0 | 0 | 34.56 | 34.56
05/26/2024 04:00:00 | 05/26/2024 04:00:00 | 0 | 0 | 0 | 33.79 | 33.79
05/26/2024 05:00:00 | 05/26/2024 05:00:00 | 4.73 | 4.73 | 0 | 27.14 | 31.87
05/26/2024 06:00:00 | 05/26/2024 06:00:00 | 38.47 | 38.47 | 8.2 | 2.05 | 32.32
05/26/2024 07:00:00 | 05/26/2024 07:00:00 | 176.01 | 176.01 | 135.87 | 0 | 40.14
05/26/2024 08:00:00 | 05/26/2024 08:00:00 | 433.04 | 433.04 | 375.87 | 0 | 57.17
05/26/2024 09:00:00 | 05/26/2024 09:00:00 | 518.74 | 518.74 | 455.04 | 0 | 63.7
05/26/2024 10:00:00 | 05/26/2024 10:00:00 | 726.05 | 726.05 | 644.42 | 0 | 81.63
05/26/2024 11:00:00 | 05/26/2024 11:00:00 | 856.53 | 856.53 | 767.1 | 0 | 89.43
05/26/2024 12:00:00 | 05/26/2024 12:00:00 | 905.56 | 905.56 | 811.26 | 0 | 94.3
05/26/2024 13:00:00 | 05/26/2024 13:00:00 | 926.71 | 926.71 | 829.64 | 0 | 97.07
05/26/2024 14:00:00 | 05/26/2024 14:00:00 | 901.57 | 901.57 | 807.29 | 0 | 94.28
05/26/2024 15:00:00 | 05/26/2024 15:00:00 | 525.33 | 525.33 | 458.75 | 0 | 66.58
05/26/2024 16:00:00 | 05/26/2024 16:00:00 | 365.82 | 365.82 | 311.62 | 0 | 54.2
05/26/2024 17:00:00 | 05/26/2024 17:00:00 | 447.62 | 447.62 | 386.5 | 0 | 61.12
05/26/2024 18:00:00 | 05/26/2024 18:00:00 | 277.01 | 277.01 | 227.9 | 0 | 49.11
05/26/2024 19:00:00 | 05/26/2024 19:00:00 | 112.42 | 112.42 | 74.5 | 0 | 37.92
05/26/2024 20:00:00 | 05/26/2024 20:00:00 | 15.36 | 15.36 | 2.11 | 19.45 | 32.7
05/26/2024 21:00:00 | 05/26/2024 21:00:00 | 0 | 0 | 0 | 34.56 | 34.56
05/26/2024 22:00:00 | 05/26/2024 22:00:00 | 0 | 0 | 0 | 34.31 | 34.31
05/26/2024 23:00:00 | 05/26/2024 23:00:00 | 0 | 0 | 0 | 34.81 | 34.81
05/27/2024 00:00:00 | 05/27/2024 00:00:00 | 0 | 0 | 0 | 34.56 | 34.56
05/27/2024 01:00:00 | 05/27/2024 01:00:00 | 0 | 0 | 0 | 34.31 | 34.31
05/27/2024 02:00:00 | 05/27/2024 02:00:00 | 0 | 0 | 0 | 33.79 | 33.79
05/27/2024 03:00:00 | 05/27/2024 03:00:00 | 0 | 0 | 0 | 34.3 | 34.3
05/27/2024 04:00:00 | 05/27/2024 04:00:00 | 0 | 0 | 0 | 34.05 | 34.05
05/27/2024 05:00:00 | 05/27/2024 05:00:00 | 10.66 | 10.66 | 0.25 | 21.76 | 32.17
05/27/2024 06:00:00 | 05/27/2024 06:00:00 | 109.27 | 109.27 | 72.71 | 0 | 36.56
05/27/2024 07:00:00 | 05/27/2024 07:00:00 | 280.29 | 280.29 | 206.97 | 0 | 73.32
05/27/2024 08:00:00 | 05/27/2024 08:00:00 | 419.04 | 419.04 | 333.7 | 0 | 85.34
05/27/2024 09:00:00 | 05/27/2024 09:00:00 | 619.25 | 619.25 | 520.19 | 0 | 99.06
05/27/2024 10:00:00 | 05/27/2024 10:00:00 | 754.94 | 754.94 | 649.79 | 0 | 105.15
05/27/2024 11:00:00 | 05/27/2024 11:00:00 | 834.86 | 834.86 | 727.94 | 0 | 106.92
05/27/2024 12:00:00 | 05/27/2024 12:00:00 | 840.55 | 840.55 | 729.66 | 0 | 110.89
05/27/2024 13:00:00 | 05/27/2024 13:00:00 | 859.72 | 859.72 | 750.28 | 0 | 109.44
05/27/2024 14:00:00 | 05/27/2024 14:00:00 | 674.71 | 674.71 | 577.02 | 0 | 97.69
05/27/2024 15:00:00 | 05/27/2024 15:00:00 | 707.32 | 707.32 | 608.26 | 0 | 99.06
05/27/2024 16:00:00 | 05/27/2024 16:00:00 | 705.39 | 705.39 | 614.14 | 0 | 91.25
05/27/2024 17:00:00 | 05/27/2024 17:00:00 | 460.93 | 460.93 | 373.12 | 0 | 87.81
05/27/2024 18:00:00 | 05/27/2024 18:00:00 | 369.85 | 369.85 | 291.33 | 0 | 78.52
05/27/2024 19:00:00 | 05/27/2024 19:00:00 | 120.88 | 120.88 | 64.57 | 0 | 56.31
05/27/2024 20:00:00 | 05/27/2024 20:00:00 | 17.78 | 17.78 | 0.45 | 32.26 | 49.59
05/27/2024 21:00:00 | 05/27/2024 21:00:00 | 0 | 0 | 0 | 49.92 | 49.92
05/27/2024 22:00:00 | 05/27/2024 22:00:00 | 0 | 0 | 0 | 50.94 | 50.94
05/27/2024 23:00:00 | 05/27/2024 23:00:00 | 0 | 0 | 0 | 51.46 | 51.46
05/28/2024 00:00:00 | 05/28/2024 00:00:00 | 0 | 0 | 0 | 47.61 | 47.61
05/28/2024 01:00:00 | 05/28/2024 01:00:00 | 0 | 0 | 0 | 48.39 | 48.39
05/28/2024 02:00:00 | 05/28/2024 02:00:00 | 0 | 0 | 0 | 47.61 | 47.61
05/28/2024 03:00:00 | 05/28/2024 03:00:00 | 0 | 0 | 0 | 47.62 | 47.62
05/28/2024 04:00:00 | 05/28/2024 04:00:00 | 0 | 0 | 0 | 47.1 | 47.1
05/28/2024 05:00:00 | 05/28/2024 05:00:00 | 10.19 | 10.19 | 0 | 34.56 | 44.75
05/28/2024 06:00:00 | 05/28/2024 06:00:00 | 83.97 | 83.97 | 36.67 | 1.03 | 48.33
05/28/2024 07:00:00 | 05/28/2024 07:00:00 | 145.84 | 145.84 | 79.62 | 0 | 66.22
05/28/2024 08:00:00 | 05/28/2024 08:00:00 | 194.73 | 194.73 | 131.2 | 0 | 63.53
05/28/2024 09:00:00 | 05/28/2024 09:00:00 | 312.86 | 312.86 | 240.19 | 0 | 72.67
05/28/2024 10:00:00 | 05/28/2024 10:00:00 | 552.49 | 552.49 | 461.76 | 0 | 90.73
05/28/2024 11:00:00 | 05/28/2024 11:00:00 | 695.03 | 695.03 | 592 | 0 | 103.03
05/28/2024 12:00:00 | 05/28/2024 12:00:00 | 620.07 | 620.07 | 522.82 | 0 | 97.25
05/28/2024 13:00:00 | 05/28/2024 13:00:00 | 728.08 | 728.08 | 625.34 | 0 | 102.74
05/28/2024 14:00:00 | 05/28/2024 14:00:00 | 804.33 | 804.33 | 697.09 | 0 | 107.24
05/28/2024 15:00:00 | 05/28/2024 15:00:00 | 792.52 | 792.52 | 685.38 | 0 | 107.14
05/28/2024 16:00:00 | 05/28/2024 16:00:00 | 554.48 | 554.48 | 471.29 | 0 | 83.19
05/28/2024 17:00:00 | 05/28/2024 17:00:00 | 246.69 | 246.69 | 179.07 | 0 | 67.62
05/28/2024 18:00:00 | 05/28/2024 18:00:00 | 138.8 | 138.8 | 78.08 | 0 | 60.72
05/28/2024 19:00:00 | 05/28/2024 19:00:00 | 42.66 | 42.66 | 0.52 | 11.26 | 53.4
05/28/2024 20:00:00 | 05/28/2024 20:00:00 | 3.76 | 3.76 | 0 | 41.99 | 45.75
05/28/2024 21:00:00 | 05/28/2024 21:00:00 | 0 | 0 | 0 | 46.33 | 46.33
05/28/2024 22:00:00 | 05/28/2024 22:00:00 | 0 | 0 | 0 | 46.08 | 46.08
05/28/2024 23:00:00 | 05/28/2024 23:00:00 | 0 | 0 | 0 | 43.78 | 43.78
05/29/2024 00:00:00 | 05/29/2024 00:00:00 | 0 | 0 | 0 | 44.29 | 44.29
05/29/2024 01:00:00 | 05/29/2024 01:00:00 | 0 | 0 | 0 | 43.52 | 43.52
05/29/2024 02:00:00 | 05/29/2024 02:00:00 | 0 | 0 | 0 | 45.31 | 45.31
05/29/2024 03:00:00 | 05/29/2024 03:00:00 | 0 | 0 | 0 | 46.59 | 46.59
05/29/2024 04:00:00 | 05/29/2024 04:00:00 | 0 | 0 | 0 | 49.15 | 49.15
05/29/2024 05:00:00 | 05/29/2024 05:00:00 | 7.15 | 7.15 | 0 | 40.19 | 47.34
05/29/2024 06:00:00 | 05/29/2024 06:00:00 | 85.64 | 85.64 | 41.72 | 8.2 | 52.12
05/29/2024 07:00:00 | 05/29/2024 07:00:00 | 273.3 | 273.3 | 210.24 | 0 | 63.06
05/29/2024 08:00:00 | 05/29/2024 08:00:00 | 462.65 | 462.65 | 383.43 | 0 | 79.22
05/29/2024 09:00:00 | 05/29/2024 09:00:00 | 611.97 | 611.97 | 515.13 | 0 | 96.84
05/29/2024 10:00:00 | 05/29/2024 10:00:00 | 720.8 | 720.8 | 614.4 | 0 | 106.4
05/29/2024 11:00:00 | 05/29/2024 11:00:00 | 766.15 | 766.15 | 657.22 | 0 | 108.93
05/29/2024 12:00:00 | 05/29/2024 12:00:00 | 750.03 | 750.03 | 640.96 | 0 | 109.07
05/29/2024 13:00:00 | 05/29/2024 13:00:00 | 884.67 | 884.67 | 769.47 | 0 | 115.2
05/29/2024 14:00:00 | 05/29/2024 14:00:00 | 749.05 | 749.05 | 644.29 | 0 | 104.76
05/29/2024 15:00:00 | 05/29/2024 15:00:00 | 639.2 | 639.2 | 540.99 | 0 | 98.21
05/29/2024 16:00:00 | 05/29/2024 16:00:00 | 416.25 | 416.25 | 333.57 | 0 | 82.68
05/29/2024 17:00:00 | 05/29/2024 17:00:00 | 490.15 | 490.15 | 403.65 | 0 | 86.5
05/29/2024 18:00:00 | 05/29/2024 18:00:00 | 313.71 | 313.71 | 239.29 | 0 | 74.42
05/29/2024 19:00:00 | 05/29/2024 19:00:00 | 129.97 | 129.97 | 74.37 | 0 | 55.6
05/29/2024 20:00:00 | 05/29/2024 20:00:00 | 12.41 | 12.41 | 0.32 | 34.04 | 46.13
05/29/2024 21:00:00 | 05/29/2024 21:00:00 | 0.01 | 0.01 | 0 | 48.13 | 48.14
05/29/2024 22:00:00 | 05/29/2024 22:00:00 | 0 | 0 | 0 | 49.15 | 49.15
05/29/2024 23:00:00 | 05/29/2024 23:00:00 | 0 | 0 | 0 | 46.34 | 46.34
05/30/2024 00:00:00 | 05/30/2024 00:00:00 | 0 | 0 | 0 | 45.31 | 45.31
05/30/2024 01:00:00 | 05/30/2024 01:00:00 | 0 | 0 | 0 | 45.06 | 45.06
05/30/2024 02:00:00 | 05/30/2024 02:00:00 | 0 | 0 | 0 | 45.05 | 45.05
05/30/2024 03:00:00 | 05/30/2024 03:00:00 | 0 | 0 | 0 | 44.8 | 44.8
05/30/2024 04:00:00 | 05/30/2024 04:00:00 | 0 | 0 | 0 | 44.29 | 44.29
05/30/2024 05:00:00 | 05/30/2024 05:00:00 | 11.58 | 11.58 | 0 | 31.49 | 43.07
05/30/2024 06:00:00 | 05/30/2024 06:00:00 | 98.63 | 98.63 | 51.39 | 0.26 | 47.5
05/30/2024 07:00:00 | 05/30/2024 07:00:00 | 176.55 | 176.55 | 116.93 | 0 | 59.62
05/30/2024 08:00:00 | 05/30/2024 08:00:00 | 515.77 | 515.77 | 428.93 | 0 | 86.84
05/30/2024 09:00:00 | 05/30/2024 09:00:00 | 575.03 | 575.03 | 482.88 | 0 | 92.15
05/30/2024 10:00:00 | 05/30/2024 10:00:00 | 472.84 | 472.84 | 384.96 | 0 | 87.88
05/30/2024 11:00:00 | 05/30/2024 11:00:00 | 221.83 | 221.83 | 149.82 | 0 | 72.01
05/30/2024 12:00:00 | 05/30/2024 12:00:00 | 380.46 | 380.46 | 297.09 | 0 | 83.37
05/30/2024 13:00:00 | 05/30/2024 13:00:00 | 225.72 | 225.72 | 155.84 | 0 | 69.88
05/30/2024 14:00:00 | 05/30/2024 14:00:00 | 184.09 | 184.09 | 118.47 | 0 | 65.62
05/30/2024 15:00:00 | 05/30/2024 15:00:00 | 196.94 | 196.94 | 129.85 | 0 | 67.09
05/30/2024 16:00:00 | 05/30/2024 16:00:00 | 144.32 | 144.32 | 84.99 | 0 | 59.33
05/30/2024 17:00:00 | 05/30/2024 17:00:00 | 97.88 | 97.88 | 39.88 | 0.76 | 58.76
05/30/2024 18:00:00 | 05/30/2024 18:00:00 | 55.93 | 55.93 | 8.38 | 8.2 | 55.75
05/30/2024 19:00:00 | 05/30/2024 19:00:00 | 40.96 | 40.96 | 0.64 | 9.21 | 49.53
05/30/2024 20:00:00 | 05/30/2024 20:00:00 | 13.25 | 13.25 | 0 | 33.54 | 46.79
05/30/2024 21:00:00 | 05/30/2024 21:00:00 | 0 | 0 | 0 | 49.15 | 49.15
05/30/2024 22:00:00 | 05/30/2024 22:00:00 | 0 | 0 | 0 | 46.34 | 46.34
05/30/2024 23:00:00 | 05/30/2024 23:00:00 | 0 | 0 | 0 | 45.05 | 45.05
05/31/2024 00:00:00 | 05/31/2024 00:00:00 | 0 | 0 | 0 | 44.55 | 44.55
05/31/2024 01:00:00 | 05/31/2024 01:00:00 | 0 | 0 | 0 | 44.54 | 44.54
05/31/2024 02:00:00 | 05/31/2024 02:00:00 | 0 | 0 | 0 | 44.03 | 44.03
05/31/2024 03:00:00 | 05/31/2024 03:00:00 | 0 | 0 | 0 | 44.55 | 44.55
05/31/2024 04:00:00 | 05/31/2024 04:00:00 | 0 | 0 | 0 | 44.28 | 44.28
05/31/2024 05:00:00 | 05/31/2024 05:00:00 | 0 | 0 | 0 | 44.55 | 44.55
05/31/2024 06:00:00 | 05/31/2024 06:00:00 | 1.16 | 1.16 | 0 | 43.01 | 44.17
05/31/2024 07:00:00 | 05/31/2024 07:00:00 | 15.91 | 15.91 | 0 | 42.24 | 58.15
05/31/2024 08:00:00 | 05/31/2024 08:00:00 | 79.45 | 79.45 | 18.88 | 8.96 | 69.53
05/31/2024 09:00:00 | 05/31/2024 09:00:00 | 46.58 | 46.58 | 7.87 | 30.46 | 69.17
05/31/2024 10:00:00 | 05/31/2024 10:00:00 | 109.3 | 109.3 | 41.09 | 5.12 | 73.33
05/31/2024 11:00:00 | 05/31/2024 11:00:00 | 402.74 | 402.74 | 313.09 | 0 | 89.65
05/31/2024 12:00:00 | 05/31/2024 12:00:00 | 808.76 | 808.76 | 689.73 | 0 | 119.03
05/31/2024 13:00:00 | 05/31/2024 13:00:00 | 528.78 | 528.78 | 430.33 | 0 | 98.45
05/31/2024 14:00:00 | 05/31/2024 14:00:00 | 354.08 | 354.08 | 268.55 | 0 | 85.53
05/31/2024 15:00:00 | 05/31/2024 15:00:00 | 245.42 | 245.42 | 166.2 | 0 | 79.22
05/31/2024 16:00:00 | 05/31/2024 16:00:00 | 221.24 | 221.24 | 156.61 | 1.54 | 66.17
05/31/2024 17:00:00 | 05/31/2024 17:00:00 | 110.46 | 110.46 | 55.36 | 0 | 55.1
05/31/2024 18:00:00 | 05/31/2024 18:00:00 | 14.41 | 14.41 | 0.51 | 39.42 | 53.32
05/31/2024 19:00:00 | 05/31/2024 19:00:00 | 28.02 | 28.02 | 0 | 19.71 | 47.73
05/31/2024 20:00:00 | 05/31/2024 20:00:00 | 9.08 | 9.08 | 0 | 37.89 | 46.97
05/31/2024 21:00:00 | 05/31/2024 21:00:00 | 0 | 0 | 0 | 49.92 | 49.92
05/31/2024 22:00:00 | 05/31/2024 22:00:00 | 0 | 0 | 0 | 48.38 | 48.38
05/31/2024 23:00:00 | 05/31/2024 23:00:00 | 0 | 0 | 0 | 48.39 | 48.39
2024-01-06 | 45297 | 0 | 0 | 0 | 48.38 | 48.38
2024-01-06 01:00 | 45297.0417 | 0 | 0 | 0 | 47.36 | 47.36
2024-01-06 02:00 | 45297.0833 | 0 | 0 | 0 | 47.11 | 47.11
2024-01-06 03:00 | 45297.125 | 0 | 0 | 0 | 47.61 | 47.61
2024-01-06 04:00 | 45297.1667 | 0 | 0 | 0 | 47.36 | 47.36
2024-01-06 05:00 | 45297.2083 | 8.97 | 8.97 | 0 | 36.87 | 45.84
2024-01-06 06:00 | 45297.25 | 94.35 | 94.35 | 52.48 | 6.91 | 48.78
2024-01-06 07:00 | 45297.2917 | 236.16 | 236.16 | 177.86 | 0 | 58.3
2024-01-06 08:00 | 45297.3333 | 223.84 | 223.84 | 165.38 | 0 | 58.46
2024-01-06 09:00 | 45297.375 | 284.6 | 284.6 | 221.63 | 0 | 62.97
2024-01-06 10:00 | 45297.4167 | 375.89 | 375.89 | 304.06 | 0 | 71.83
2024-01-06 11:00 | 45297.4583 | 494.61 | 494.61 | 416 | 0 | 78.61
2024-01-06 12:00 | 45297.5 | 512.98 | 512.98 | 432.64 | 0 | 80.34
2024-01-06 13:00 | 45297.5417 | 562.24 | 562.24 | 478.21 | 0 | 84.03
2024-01-06 14:00 | 45297.5833 | 530.31 | 530.31 | 449.54 | 0 | 80.77
2024-01-06 15:00 | 45297.625 | 744.59 | 744.59 | 647.48 | 0 | 97.11
2024-01-06 16:00 | 45297.6667 | 544.55 | 544.55 | 463.11 | 0 | 81.44
2024-01-06 17:00 | 45297.7083 | 523.74 | 523.74 | 444.54 | 0 | 79.2
2024-01-06 18:00 | 45297.75 | 130.49 | 130.49 | 79.11 | 0 | 51.38
2024-01-06 19:00 | 45297.7917 | 64.24 | 64.24 | 17.15 | 1.53 | 48.62
2024-01-06 20:00 | 45297.8333 | 11.41 | 11.41 | 0 | 35.84 | 47.25
2024-01-06 21:00 | 45297.875 | 0.01 | 0.01 | 0 | 50.44 | 50.45
2024-01-06 22:00 | 45297.9167 | 0 | 0 | 0 | 51.45 | 51.45
2024-01-06 23:00 | 45297.9583 | 0 | 0 | 0 | 47.62 | 47.62
2024-02-06 | 45328 | 0 | 0 | 0 | 47.61 | 47.61
2024-02-06 01:00 | 45328.0417 | 0 | 0 | 0 | 47.36 | 47.36
2024-02-06 02:00 | 45328.0833 | 0 | 0 | 0 | 46.6 | 46.6
2024-02-06 03:00 | 45328.125 | 0 | 0 | 0 | 46.84 | 46.84
2024-02-06 04:00 | 45328.1667 | 0 | 0 | 0 | 47.11 | 47.11
2024-02-06 05:00 | 45328.2083 | 7.71 | 7.71 | 0 | 35.84 | 43.55
2024-02-06 06:00 | 45328.25 | 93.38 | 93.38 | 50.05 | 4.09 | 47.42
2024-02-06 07:00 | 45328.2917 | 267.37 | 267.37 | 209.08 | 0 | 58.29
2024-02-06 08:00 | 45328.3333 | 452.2 | 452.2 | 381.51 | 0 | 70.69
2024-02-06 09:00 | 45328.375 | 624.8 | 624.8 | 540.73 | 0 | 84.07
2024-02-06 10:00 | 45328.4167 | 749.09 | 749.09 | 654.47 | 0 | 94.62
2024-02-06 11:00 | 45328.4583 | 820.28 | 820.28 | 719.42 | 0 | 100.86
2024-02-06 12:00 | 45328.5 | 773.87 | 773.87 | 677.89 | 0 | 95.98
2024-02-06 13:00 | 45328.5417 | 706.4 | 706.4 | 613.7 | 0 | 92.7
2024-02-06 14:00 | 45328.5833 | 625.97 | 625.97 | 537.98 | 0 | 87.99
2024-02-06 15:00 | 45328.625 | 548.63 | 548.63 | 469.06 | 0 | 79.57
2024-02-06 16:00 | 45328.6667 | 270.88 | 270.88 | 210.88 | 0 | 60
2024-02-06 17:00 | 45328.7083 | 277.7 | 277.7 | 216.96 | 0 | 60.74
2024-02-06 18:00 | 45328.75 | 134.8 | 134.8 | 83.13 | 0 | 51.67
2024-02-06 19:00 | 45328.7917 | 45.42 | 45.42 | 11.78 | 12.04 | 45.68
2024-02-06 20:00 | 45328.8333 | 5.72 | 5.72 | 0 | 40.7 | 46.42
2024-02-06 21:00 | 45328.875 | 0 | 0 | 0 | 47.62 | 47.62
2024-02-06 22:00 | 45328.9167 | 0 | 0 | 0 | 47.61 | 47.61
2024-02-06 23:00 | 45328.9583 | 0 | 0 | 0 | 47.36 | 47.36
2024-03-06 | 45357 | 0 | 0 | 0 | 47.11 | 47.11
2024-03-06 01:00 | 45357.0417 | 0 | 0 | 0 | 48.38 | 48.38
2024-03-06 02:00 | 45357.0833 | 0 | 0 | 0 | 46.59 | 46.59
2024-03-06 03:00 | 45357.125 | 0 | 0 | 0 | 47.11 | 47.11
2024-03-06 04:00 | 45357.1667 | 0 | 0 | 0 | 46.84 | 46.84
2024-03-06 05:00 | 45357.2083 | 2.87 | 2.87 | 0 | 43.27 | 46.14
2024-03-06 06:00 | 45357.25 | 29.06 | 29.06 | 2.81 | 18.17 | 44.42
2024-03-06 07:00 | 45357.2917 | 147.98 | 147.98 | 88.39 | 0 | 59.59
2024-03-06 08:00 | 45357.3333 | 221.67 | 221.67 | 155.9 | 0 | 65.77
2024-03-06 09:00 | 45357.375 | 202.53 | 202.53 | 132.35 | 0 | 70.18
2024-03-06 10:00 | 45357.4167 | 225.19 | 225.19 | 150.02 | 0 | 75.17
2024-03-06 11:00 | 45357.4583 | 308.51 | 308.51 | 227.9 | 0 | 80.61
2024-03-06 12:00 | 45357.5 | 152.46 | 152.46 | 83.52 | 0 | 68.94
2024-03-06 13:00 | 45357.5417 | 422.81 | 422.81 | 337.35 | 0 | 85.46
2024-03-06 14:00 | 45357.5833 | 763.6 | 763.6 | 651.45 | 0 | 112.15
2024-03-06 15:00 | 45357.625 | 675.94 | 675.94 | 569.41 | 0 | 106.53
2024-03-06 16:00 | 45357.6667 | 480.37 | 480.37 | 396.03 | 0 | 84.34
2024-03-06 17:00 | 45357.7083 | 209.23 | 209.23 | 146.5 | 0 | 62.73
2024-03-06 18:00 | 45357.75 | 190.35 | 190.35 | 128 | 0 | 62.35
2024-03-06 19:00 | 45357.7917 | 82.79 | 82.79 | 41.92 | 11.52 | 52.39
2024-03-06 20:00 | 45357.8333 | 2.86 | 2.86 | 0 | 43.52 | 46.38
2024-03-06 21:00 | 45357.875 | 0 | 0 | 0 | 48.39 | 48.39
2024-03-06 22:00 | 45357.9167 | 0 | 0 | 0 | 47.1 | 47.1
2024-03-06 23:00 | 45357.9583 | 0 | 0 | 0 | 46.08 | 46.08
2024-04-06 | 45388 | 0 | 0 | 0 | 45.06 | 45.06
2024-04-06 01:00 | 45388.0417 | 0 | 0 | 0 | 45.31 | 45.31
2024-04-06 02:00 | 45388.0833 | 0 | 0 | 0 | 45.82 | 45.82
2024-04-06 03:00 | 45388.125 | 0 | 0 | 0 | 45.57 | 45.57
2024-04-06 04:00 | 45388.1667 | 0 | 0 | 0 | 45.83 | 45.83
2024-04-06 05:00 | 45388.2083 | 9.99 | 9.99 | 0 | 33.02 | 43.01
2024-04-06 06:00 | 45388.25 | 91.29 | 91.29 | 45.57 | 1.28 | 47
2024-04-06 07:00 | 45388.2917 | 174.7 | 174.7 | 113.85 | 0 | 60.85
2024-04-06 08:00 | 45388.3333 | 381.07 | 381.07 | 302.72 | 0 | 78.35
2024-04-06 09:00 | 45388.375 | 438.11 | 438.11 | 354.18 | 0 | 83.93
2024-04-06 10:00 | 45388.4167 | 331.43 | 331.43 | 249.41 | 0 | 82.02
2024-04-06 11:00 | 45388.4583 | 420.18 | 420.18 | 331.77 | 0 | 88.41
2024-04-06 12:00 | 45388.5 | 509.88 | 509.88 | 416.07 | 0 | 93.81
2024-04-06 13:00 | 45388.5417 | 270.78 | 270.78 | 193.41 | 0 | 77.37
2024-04-06 14:00 | 45388.5833 | 381.19 | 381.19 | 295.87 | 0 | 85.32
2024-04-06 15:00 | 45388.625 | 721.93 | 721.93 | 607.1 | 0 | 114.83
2024-04-06 16:00 | 45388.6667 | 302.56 | 302.56 | 230.21 | 0 | 72.35
2024-04-06 17:00 | 45388.7083 | 105.52 | 105.52 | 51.33 | 2.82 | 57.01
2024-04-06 18:00 | 45388.75 | 63.98 | 63.98 | 15.23 | 8.19 | 56.94
2024-04-06 19:00 | 45388.7917 | 93.6 | 93.6 | 36.93 | 0 | 56.67
2024-04-06 20:00 | 45388.8333 | 18.71 | 18.71 | 0.06 | 31.49 | 50.14
2024-04-06 21:00 | 45388.875 | 0 | 0 | 0 | 50.94 | 50.94
2024-04-06 22:00 | 45388.9167 | 0 | 0 | 0 | 49.66 | 49.66
2024-04-06 23:00 | 45388.9583 | 0 | 0 | 0 | 49.92 | 49.92
2024-05-06 | 45418 | 0 | 0 | 0 | 49.41 | 49.41
2024-05-06 01:00 | 45418.0417 | 0 | 0 | 0 | 49.92 | 49.92
2024-05-06 02:00 | 45418.0833 | 0 | 0 | 0 | 48.64 | 48.64
2024-05-06 03:00 | 45418.125 | 0 | 0 | 0 | 49.15 | 49.15
2024-05-06 04:00 | 45418.1667 | 0 | 0 | 0 | 49.92 | 49.92
2024-05-06 05:00 | 45418.2083 | 7.03 | 7.03 | 0 | 40.2 | 47.23
2024-05-06 06:00 | 45418.25 | 63.04 | 63.04 | 20.87 | 7.42 | 49.59
2024-05-06 07:00 | 45418.2917 | 258.88 | 258.88 | 188.54 | 0 | 70.34
2024-05-06 08:00 | 45418.3333 | 324.19 | 324.19 | 243.39 | 0 | 80.8
2024-05-06 09:00 | 45418.375 | 343.19 | 343.19 | 262.02 | 0 | 81.17
2024-05-06 10:00 | 45418.4167 | 562.89 | 562.89 | 442.81 | 0 | 120.08
2024-05-06 11:00 | 45418.4583 | 474.97 | 474.97 | 378.95 | 0 | 96.02
2024-05-06 12:00 | 45418.5 | 928.08 | 928.08 | 802.24 | 0 | 125.84
2024-05-06 13:00 | 45418.5417 | 798.01 | 798.01 | 682.24 | 0 | 115.77
2024-05-06 14:00 | 45418.5833 | 552.01 | 552.01 | 450.94 | 0 | 101.07
2024-05-06 15:00 | 45418.625 | 587.39 | 587.39 | 473.6 | 0 | 113.79
2024-05-06 16:00 | 45418.6667 | 651.93 | 651.93 | 556.8 | 0 | 95.13
2024-05-06 17:00 | 45418.7083 | 458.71 | 458.71 | 376.64 | 0 | 82.07
2024-05-06 18:00 | 45418.75 | 282.84 | 282.84 | 212.87 | 0 | 69.97
2024-05-06 19:00 | 45418.7917 | 140.86 | 140.86 | 82.43 | 0.26 | 58.69
2024-05-06 20:00 | 45418.8333 | 14.96 | 14.96 | 0.38 | 34.81 | 49.39
2024-05-06 21:00 | 45418.875 | 0.01 | 0.01 | 0 | 52.48 | 52.49
2024-05-06 22:00 | 45418.9167 | 0 | 0 | 0 | 50.69 | 50.69
2024-05-06 23:00 | 45418.9583 | 0 | 0 | 0 | 49.92 | 49.92
2024-06-06 | 45449 | 0 | 0 | 0 | 49.41 | 49.41
2024-06-06 01:00 | 45449.0417 | 0 | 0 | 0 | 50.17 | 50.17
2024-06-06 02:00 | 45449.0833 | 0 | 0 | 0 | 49.67 | 49.67
2024-06-06 03:00 | 45449.125 | 0 | 0 | 0 | 49.66 | 49.66
2024-06-06 04:00 | 45449.1667 | 0 | 0 | 0 | 49.15 | 49.15
2024-06-06 05:00 | 45449.2083 | 11.21 | 11.21 | 0 | 37.12 | 48.33
2024-06-06 06:00 | 45449.25 | 91.23 | 91.23 | 41.92 | 1.28 | 50.59
2024-06-06 07:00 | 45449.2917 | 272.33 | 272.33 | 200.9 | 0 | 71.43
2024-06-06 08:00 | 45449.3333 | 434.33 | 434.33 | 350.14 | 0 | 84.19
2024-06-06 09:00 | 45449.375 | 607.98 | 607.98 | 510.27 | 0 | 97.71
2024-06-06 10:00 | 45449.4167 | 759.3 | 759.3 | 645.57 | 0 | 113.73
2024-06-06 11:00 | 45449.4583 | 801.06 | 801.06 | 683.27 | 0 | 117.79
2024-06-06 12:00 | 45449.5 | 823.57 | 823.57 | 704.44 | 0 | 119.13
2024-06-06 13:00 | 45449.5417 | 767.29 | 767.29 | 652.68 | 0 | 114.61
2024-06-06 14:00 | 45449.5833 | 854.97 | 854.97 | 731.96 | 0 | 123.01
2024-06-06 15:00 | 45449.625 | 765.14 | 765.14 | 649.22 | 0 | 115.92
2024-06-06 16:00 | 45449.6667 | 657.99 | 657.99 | 552.77 | 0 | 105.22
2024-06-06 17:00 | 45449.7083 | 490.5 | 490.5 | 398.65 | 0 | 91.85
2024-06-06 18:00 | 45449.75 | 309.06 | 309.06 | 229.89 | 0 | 79.17
2024-06-06 19:00 | 45449.7917 | 126.77 | 126.77 | 63.36 | 0 | 63.41
2024-06-06 20:00 | 45449.8333 | 23.57 | 23.57 | 1.6 | 31.75 | 53.72
2024-06-06 21:00 | 45449.875 | 0 | 0 | 0 | 55.55 | 55.55
2024-06-06 22:00 | 45449.9167 | 0 | 0 | 0 | 53.25 | 53.25
2024-06-06 23:00 | 45449.9583 | 0 | 0 | 0 | 52.73 | 52.73
2024-07-06 | 45479 | 0 | 0 | 0 | 59.14 | 59.14
2024-07-06 01:00 | 45479.0417 | 0 | 0 | 0 | 60.42 | 60.42
2024-07-06 02:00 | 45479.0833 | 0 | 0 | 0 | 59.64 | 59.64
2024-07-06 03:00 | 45479.125 | 0 | 0 | 0 | 59.4 | 59.4
2024-07-06 04:00 | 45479.1667 | 0 | 0 | 0 | 60.41 | 60.41
2024-07-06 05:00 | 45479.2083 | 15 | 15 | 0 | 43.01 | 58.01
2024-07-06 06:00 | 45479.25 | 99.98 | 99.98 | 40.26 | 2.3 | 62.02
2024-07-06 07:00 | 45479.2917 | 252.06 | 252.06 | 176.64 | 0 | 75.42
2024-07-06 08:00 | 45479.3333 | 433.19 | 433.19 | 336.45 | 0 | 96.74
2024-07-06 09:00 | 45479.375 | 603.59 | 603.59 | 482.36 | 0 | 121.23
2024-07-06 10:00 | 45479.4167 | 737.45 | 737.45 | 328.58 | 0 | 408.87
2024-07-06 11:00 | 45479.4583 | 825.19 | 825.19 | 671.42 | 0 | 153.77
2024-07-06 12:00 | 45479.5 | 854.1 | 854.1 | 726.21 | 0 | 127.89
2024-07-06 13:00 | 45479.5417 | 801.7 | 801.7 | 670.66 | 0 | 131.04
2024-07-06 14:00 | 45479.5833 | 769.98 | 769.98 | 530.75 | 0 | 239.23
2024-07-06 15:00 | 45479.625 | 763.18 | 763.18 | 491.2 | 0 | 271.98
2024-07-06 16:00 | 45479.6667 | 644.91 | 644.91 | 395.52 | 0.26 | 249.65
2024-07-06 17:00 | 45479.7083 | 400.37 | 400.37 | 167.94 | 0 | 232.43
2024-07-06 18:00 | 45479.75 | 308.47 | 308.47 | 82.3 | 0.26 | 226.43
2024-07-06 19:00 | 45479.7917 | 131.43 | 131.43 | 0.13 | 84.48 | 215.78
2024-07-06 20:00 | 45479.8333 | 18.34 | 18.34 | 0 | 185.85 | 204.19
2024-07-06 21:00 | 45479.875 | 0.02 | 0.02 | 0 | 204.03 | 204.05
2024-07-06 22:00 | 45479.9167 | 0 | 0 | 0 | 203.52 | 203.52
2024-07-06 23:00 | 45479.9583 | 0 | 0 | 0 | 201.48 | 201.48
2024-08-06 | 45510 | 0 | 0 | 0 | 201.47 | 201.47
2024-08-06 01:00 | 45510.0417 | 0 | 0 | 0 | 200.96 | 200.96
2024-08-06 02:00 | 45510.0833 | 0 | 0 | 0 | 201.47 | 201.47
2024-08-06 03:00 | 45510.125 | 0 | 0 | 0 | 200.96 | 200.96
2024-08-06 04:00 | 45510.1667 | 0 | 0 | 0 | 201.22 | 201.22
2024-08-06 05:00 | 45510.2083 | 11.06 | 11.06 | 0 | 187.39 | 198.45
2024-08-06 06:00 | 45510.25 | 80.19 | 80.19 | 0 | 119.29 | 199.48
2024-08-06 07:00 | 45510.2917 | 229.41 | 229.41 | 34.69 | 14.6 | 209.32
2024-08-06 08:00 | 45510.3333 | 356.99 | 356.99 | 142.59 | 11 | 225.4
2024-08-06 09:00 | 45510.375 | 537.62 | 537.62 | 298.49 | 0 | 239.13
2024-08-06 10:00 | 45510.4167 | 549.25 | 549.25 | 308.68 | 0 | 240.57
2024-08-06 11:00 | 45510.4583 | 458.09 | 458.09 | 223.36 | 0 | 234.73
2024-08-06 12:00 | 45510.5 | 709.59 | 709.59 | 463.87 | 0 | 245.72
2024-08-06 13:00 | 45510.5417 | 814.36 | 814.36 | 565.5 | 0 | 248.86
2024-08-06 14:00 | 45510.5833 | 701.16 | 701.16 | 461.06 | 0 | 240.1
2024-08-06 15:00 | 45510.625 | 611.6 | 611.6 | 379.07 | 0 | 232.53
2024-08-06 16:00 | 45510.6667 | 358.43 | 358.43 | 143.17 | 2.31 | 217.57
2024-08-06 17:00 | 45510.7083 | 317.37 | 317.37 | 105.92 | 4.35 | 215.8
2024-08-06 18:00 | 45510.75 | 172.9 | 172.9 | 2.3 | 36.35 | 206.95
2024-08-06 19:00 | 45510.7917 | 76.63 | 76.63 | 0 | 124.93 | 201.56
2024-08-06 20:00 | 45510.8333 | 13.26 | 13.26 | 0 | 186.37 | 199.63
2024-08-06 21:00 | 45510.875 | 0 | 0 | 0 | 201.73 | 201.73
2024-08-06 22:00 | 45510.9167 | 0 | 0 | 0 | 201.47 | 201.47
2024-08-06 23:00 | 45510.9583 | 0 | 0 | 0 | 199.93 | 199.93
2024-09-06 | 45541 | 0 | 0 | 0 | 198.92 | 198.92
2024-09-06 01:00 | 45541.0417 | 0 | 0 | 0 | 198.91 | 198.91
2024-09-06 02:00 | 45541.0833 | 0 | 0 | 0 | 199.42 | 199.42
2024-09-06 03:00 | 45541.125 | 0 | 0 | 0 | 198.15 | 198.15
2024-09-06 04:00 | 45541.1667 | 0 | 0 | 0 | 198.91 | 198.91
2024-09-06 05:00 | 45541.2083 | 5.12 | 5.12 | 0 | 192.25 | 197.37
2024-09-06 06:00 | 45541.25 | 41.2 | 41.2 | 0 | 153.86 | 195.06
2024-09-06 07:00 | 45541.2917 | 123.15 | 123.15 | 0 | 77.82 | 200.97
2024-09-06 08:00 | 45541.3333 | 291.81 | 291.81 | 94.15 | 13.06 | 210.72
2024-09-06 09:00 | 45541.375 | 396.63 | 396.63 | 178.49 | 0 | 218.14
2024-09-06 10:00 | 45541.4167 | 422.21 | 422.21 | 199.04 | 0 | 223.17
2024-09-06 11:00 | 45541.4583 | 624.58 | 624.58 | 390.53 | 0 | 234.05
2024-09-06 12:00 | 45541.5 | 854.5 | 854.5 | 606.66 | 0 | 247.84
2024-09-06 13:00 | 45541.5417 | 731.22 | 731.22 | 490.43 | 0 | 240.79
2024-09-06 14:00 | 45541.5833 | 578.27 | 578.27 | 349.69 | 0 | 228.58
2024-09-06 15:00 | 45541.625 | 207.75 | 207.75 | 27.01 | 26.88 | 207.62
2024-09-06 16:00 | 45541.6667 | 327.03 | 327.03 | 113.47 | 0 | 213.56
2024-09-06 17:00 | 45541.7083 | 195.8 | 195.8 | 32.2 | 40.19 | 203.79
2024-09-06 18:00 | 45541.75 | 54.48 | 54.48 | 0 | 141.57 | 196.05
2024-09-06 19:00 | 45541.7917 | 32.88 | 32.88 | 0 | 161.79 | 194.67
2024-09-06 20:00 | 45541.8333 | 14.38 | 14.38 | 0 | 180.99 | 195.37
2024-09-06 21:00 | 45541.875 | 0 | 0 | 0 | 197.89 | 197.89
2024-09-06 22:00 | 45541.9167 | 0 | 0 | 0 | 196.87 | 196.87
2024-09-06 23:00 | 45541.9583 | 0 | 0 | 0 | 196.35 | 196.35
2024-10-06 | 45571 | 0 | 0 | 0 | 196.35 | 196.35
2024-10-06 01:00 | 45571.0417 | 0 | 0 | 0 | 195.58 | 195.58
2024-10-06 02:00 | 45571.0833 | 0 | 0 | 0 | 196.1 | 196.1
2024-10-06 03:00 | 45571.125 | 0 | 0 | 0 | 196.1 | 196.1
2024-10-06 04:00 | 45571.1667 | 0 | 0 | 0 | 196.35 | 196.35
2024-10-06 05:00 | 45571.2083 | 10.85 | 10.85 | 0 | 184.32 | 195.17
2024-10-06 06:00 | 45571.25 | 10.27 | 10.27 | 0 | 195.33 | 205.6
2024-10-06 07:00 | 45571.2917 | 4.3 | 4.3 | 0 | 207.1 | 211.4
2024-10-06 08:00 | 45571.3333 | 56.62 | 56.62 | 0 | 188.42 | 245.04
2024-10-06 09:00 | 45571.375 | 229.38 | 229.38 | 28.41 | 77.56 | 278.53
2024-10-06 10:00 | 45571.4167 | 153.19 | 153.19 | 0 | 123.4 | 276.59
2024-10-06 11:00 | 45571.4583 | 445.89 | 445.89 | 179.52 | 29.44 | 295.81
2024-10-06 12:00 | 45571.5 | 814.03 | 814.03 | 491.27 | 0 | 322.76
2024-10-06 13:00 | 45571.5417 | 582.55 | 582.55 | 274.62 | 0 | 307.93
2024-10-06 14:00 | 45571.5833 | 573.41 | 573.41 | 267.84 | 0 | 305.57
2024-10-06 15:00 | 45571.625 | 533.86 | 533.86 | 233.41 | 2.3 | 302.75
2024-10-06 16:00 | 45571.6667 | 511.05 | 511.05 | 242.69 | 29.44 | 297.8
2024-10-06 17:00 | 45571.7083 | 427.49 | 427.49 | 141.63 | 6.91 | 292.77
2024-10-06 18:00 | 45571.75 | 266.83 | 266.83 | 59.13 | 74.5 | 282.2
2024-10-06 19:00 | 45571.7917 | 19.11 | 19.11 | 0 | 248.06 | 267.17
2024-10-06 20:00 | 45571.8333 | 1.32 | 1.32 | 0 | 265.99 | 267.31
2024-10-06 21:00 | 45571.875 | 0 | 0 | 0 | 264.7 | 264.7
2024-10-06 22:00 | 45571.9167 | 0 | 0 | 0 | 262.14 | 262.14
2024-10-06 23:00 | 45571.9583 | 0 | 0 | 0 | 262.92 | 262.92
2024-11-06 | 45602 | 0 | 0 | 0 | 264.7 | 264.7
2024-11-06 01:00 | 45602.0417 | 0 | 0 | 0 | 264.96 | 264.96
2024-11-06 02:00 | 45602.0833 | 0 | 0 | 0 | 262.91 | 262.91
2024-11-06 03:00 | 45602.125 | 0 | 0 | 0 | 264.96 | 264.96
2024-11-06 04:00 | 45602.1667 | 0 | 0 | 0 | 264.19 | 264.19
2024-11-06 05:00 | 45602.2083 | 0.91 | 0.91 | 0 | 262.92 | 263.83
2024-11-06 06:00 | 45602.25 | 21.3 | 21.3 | 0 | 242.68 | 263.98
2024-11-06 07:00 | 45602.2917 | 148.24 | 148.24 | 0 | 140.29 | 288.53
2024-11-06 08:00 | 45602.3333 | 149.83 | 149.83 | 0 | 136.45 | 286.28
2024-11-06 09:00 | 45602.375 | 122.67 | 122.67 | 0 | 161.54 | 284.21
2024-11-06 10:00 | 45602.4167 | 139.38 | 139.38 | 0 | 146.43 | 285.81
2024-11-06 11:00 | 45602.4583 | 247.95 | 247.95 | 11.72 | 90.37 | 326.6
2024-11-06 12:00 | 45602.5 | 96.24 | 96.24 | 0 | 249.08 | 345.32
2024-11-06 13:00 | 45602.5417 | 112.09 | 112.09 | 0 | 248.07 | 360.16
2024-11-06 14:00 | 45602.5833 | 78.58 | 78.58 | 0 | 297.98 | 376.56
2024-11-06 15:00 | 45602.625 | 96.35 | 96.35 | 0 | 286.21 | 382.56
2024-11-06 16:00 | 45602.6667 | 186.89 | 186.89 | 0.19 | 152.58 | 339.28
2024-11-06 17:00 | 45602.7083 | 242.83 | 242.83 | 2.17 | 101.63 | 342.29
2024-11-06 18:00 | 45602.75 | 266.29 | 266.29 | 5.12 | 82.69 | 343.86
2024-11-06 19:00 | 45602.7917 | 116.21 | 116.21 | 0 | 217.85 | 334.06
2024-11-06 20:00 | 45602.8333 | 10.12 | 10.12 | 0 | 313.86 | 323.98
2024-11-06 21:00 | 45602.875 | 0.01 | 0.01 | 0 | 326.65 | 326.66
2024-11-06 22:00 | 45602.9167 | 0 | 0 | 0 | 319.75 | 319.75
2024-11-06 23:00 | 45602.9583 | 0 | 0 | 0 | 316.67 | 316.67
2024-12-06 | 45632 | 0 | 0 | 0 | 314.62 | 314.62
2024-12-06 01:00 | 45632.0417 | 0 | 0 | 0 | 314.37 | 314.37
2024-12-06 02:00 | 45632.0833 | 0 | 0 | 0 | 314.63 | 314.63
2024-12-06 03:00 | 45632.125 | 0 | 0 | 0 | 313.85 | 313.85
2024-12-06 04:00 | 45632.1667 | 0 | 0 | 0 | 299.78 | 299.78
2024-12-06 05:00 | 45632.2083 | 4.85 | 4.85 | 0 | 290.56 | 295.41
2024-12-06 06:00 | 45632.25 | 38.64 | 38.64 | 0 | 258.05 | 296.69
2024-12-06 07:00 | 45632.2917 | 143.51 | 143.51 | 0 | 279.55 | 423.06
2024-12-06 08:00 | 45632.3333 | 113.13 | 113.13 | 0 | 296.7 | 409.83
2024-12-06 09:00 | 45632.375 | 165.17 | 165.17 | 0 | 249.86 | 415.03
2024-12-06 10:00 | 45632.4167 | 181.18 | 181.18 | 0 | 268.03 | 449.21
2024-12-06 11:00 | 45632.4583 | 159.44 | 159.44 | 0 | 510.46 | 669.9
2024-12-06 12:00 | 45632.5 | 198.94 | 198.94 | 0 | 278.28 | 477.22
2024-12-06 13:00 | 45632.5417 | 293.93 | 293.93 | 0 | 179.96 | 473.89
2024-12-06 14:00 | 45632.5833 | 234.95 | 234.95 | 1.73 | 413.7 | 646.92
2024-12-06 15:00 | 45632.625 | 542.89 | 542.89 | 50.95 | 35.07 | 527.01
2024-12-06 16:00 | 45632.6667 | 274.39 | 274.39 | 3.07 | 525.06 | 796.38
2024-12-06 17:00 | 45632.7083 | 109.4 | 109.4 | 0 | 425.47 | 534.87
2024-12-06 18:00 | 45632.75 | 74.55 | 74.55 | 0 | 306.18 | 380.73
2024-12-06 19:00 | 45632.7917 | 42.61 | 42.61 | 0 | 345.6 | 388.21
2024-12-06 20:00 | 45632.8333 | 12.69 | 12.69 | 0 | 354.56 | 367.25
2024-12-06 21:00 | 45632.875 | 0 | 0 | 0 | 336.38 | 336.38
2024-12-06 22:00 | 45632.9167 | 0 | 0 | 0 | 342.02 | 342.02
2024-12-06 23:00 | 45632.9583 | 0 | 0 | 0 | 344.32 | 344.32
06/13/2024 00:00:00 | 06/13/2024 00:00:00 | 0 | 0 | 0 | 337.66 | 337.66
06/13/2024 01:00:00 | 06/13/2024 01:00:00 | 0 | 0 | 0 | 334.08 | 334.08
06/13/2024 02:00:00 | 06/13/2024 02:00:00 | 0 | 0 | 0 | 345.34 | 345.34
06/13/2024 03:00:00 | 06/13/2024 03:00:00 | 0 | 0 | 0 | 360.71 | 360.71
06/13/2024 04:00:00 | 06/13/2024 04:00:00 | 0 | 0 | 0 | 352.25 | 352.25
06/13/2024 05:00:00 | 06/13/2024 05:00:00 | 7.48 | 7.48 | 0 | 321.8 | 329.28
06/13/2024 06:00:00 | 06/13/2024 06:00:00 | 76.89 | 76.89 | 0 | 600.57 | 677.46
06/13/2024 07:00:00 | 06/13/2024 07:00:00 | 255.78 | 255.78 | 0 | 253.19 | 508.97
06/13/2024 08:00:00 | 06/13/2024 08:00:00 | 497.95 | 497.95 | 2.88 | 251.39 | 746.46
06/13/2024 09:00:00 | 06/13/2024 09:00:00 | 647.19 | 647.19 | 204.35 | 45.57 | 488.41
06/13/2024 10:00:00 | 06/13/2024 10:00:00 | 400.35 | 400.35 | 27.65 | 112.12 | 484.82
06/13/2024 11:00:00 | 06/13/2024 11:00:00 | 206.75 | 206.75 | 0 | 471.56 | 678.31
06/13/2024 12:00:00 | 06/13/2024 12:00:00 | 266.96 | 266.96 | 0 | 449.02 | 715.98
06/13/2024 13:00:00 | 06/13/2024 13:00:00 | 268.72 | 268.72 | 0 | 484.35 | 753.07
06/13/2024 14:00:00 | 06/13/2024 14:00:00 | 202.22 | 202.22 | 0 | 257.03 | 459.25
06/13/2024 15:00:00 | 06/13/2024 15:00:00 | 693.79 | 693.79 | 68.22 | 116.48 | 742.05
06/13/2024 16:00:00 | 06/13/2024 16:00:00 | 719.87 | 719.87 | 7.62 | 64 | 776.25
06/13/2024 17:00:00 | 06/13/2024 17:00:00 | 544.48 | 544.48 | 9.53 | 246.78 | 781.73
06/13/2024 18:00:00 | 06/13/2024 18:00:00 | 357.13 | 357.13 | 0 | 445.7 | 802.83
06/13/2024 19:00:00 | 06/13/2024 19:00:00 | 176.46 | 176.46 | 0 | 660.48 | 836.94
06/13/2024 20:00:00 | 06/13/2024 20:00:00 | 36.34 | 36.34 | 0 | 768.76 | 805.1
06/13/2024 21:00:00 | 06/13/2024 21:00:00 | 0.11 | 0.11 | 0 | 720.39 | 720.5
06/13/2024 22:00:00 | 06/13/2024 22:00:00 | 0 | 0 | 0 | 458.24 | 458.24
06/13/2024 23:00:00 | 06/13/2024 23:00:00 | 0 | 0 | 0 | 441.34 | 441.34
06/14/2024 00:00:00 | 06/14/2024 00:00:00 | 0 | 0 | 0 | 435.2 | 435.2
06/14/2024 01:00:00 | 06/14/2024 01:00:00 | 0 | 0 | 0 | 431.87 | 431.87
06/14/2024 02:00:00 | 06/14/2024 02:00:00 | 0 | 0 | 0 | 428.8 | 428.8
06/14/2024 03:00:00 | 06/14/2024 03:00:00 | 0 | 0 | 0 | 430.08 | 430.08
06/14/2024 04:00:00 | 06/14/2024 04:00:00 | 0.05 | 0.05 | 0 | 429.32 | 429.37
06/14/2024 05:00:00 | 06/14/2024 05:00:00 | 23.37 | 23.37 | 0 | 391.68 | 415.05
06/14/2024 06:00:00 | 06/14/2024 06:00:00 | 77.23 | 77.23 | 0 | 581.88 | 659.11
06/14/2024 07:00:00 | 06/14/2024 07:00:00 | 274.75 | 274.75 | 0 | 478.72 | 753.47
06/14/2024 08:00:00 | 06/14/2024 08:00:00 | 289.08 | 289.08 | 0 | 412.93 | 702.01
06/14/2024 09:00:00 | 06/14/2024 09:00:00 | 365.38 | 365.38 | 0 | 437.25 | 802.63
06/14/2024 10:00:00 | 06/14/2024 10:00:00 | 521.77 | 521.77 | 3.46 | 303.62 | 821.93
06/14/2024 11:00:00 | 06/14/2024 11:00:00 | 862.3 | 862.3 | 218.88 | 15.87 | 659.29
06/14/2024 12:00:00 | 06/14/2024 12:00:00 | 836.31 | 836.31 | 223.23 | 12.03 | 625.11
06/14/2024 13:00:00 | 06/14/2024 13:00:00 | 836.72 | 836.72 | 139.71 | 48.9 | 745.91
06/14/2024 14:00:00 | 06/14/2024 14:00:00 | 729.53 | 729.53 | 39.62 | 67.32 | 757.23
06/14/2024 15:00:00 | 06/14/2024 15:00:00 | 501.59 | 501.59 | 11.14 | 243.72 | 734.17
06/14/2024 16:00:00 | 06/14/2024 16:00:00 | 392.84 | 392.84 | 0 | 313.34 | 706.18
06/14/2024 17:00:00 | 06/14/2024 17:00:00 | 450.58 | 450.58 | 7.48 | 129.54 | 572.64
06/14/2024 18:00:00 | 06/14/2024 18:00:00 | 297.18 | 297.18 | 0 | 288.25 | 585.43
06/14/2024 19:00:00 | 06/14/2024 19:00:00 | 83.1 | 83.1 | 0 | 676.87 | 759.97
06/14/2024 20:00:00 | 06/14/2024 20:00:00 | 26.46 | 26.46 | 0 | 732.92 | 759.38
06/14/2024 21:00:00 | 06/14/2024 21:00:00 | 0.37 | 0.37 | 0 | 634.37 | 634.74
06/14/2024 22:00:00 | 06/14/2024 22:00:00 | 0 | 0 | 0 | 470.79 | 470.79
06/14/2024 23:00:00 | 06/14/2024 23:00:00 | 0 | 0 | 0 | 470.78 | 470.78
06/15/2024 00:00:00 | 06/15/2024 00:00:00 | 0 | 0 | 0 | 468.74 | 468.74
06/15/2024 01:00:00 | 06/15/2024 01:00:00 | 0 | 0 | 0 | 469.24 | 469.24
06/15/2024 02:00:00 | 06/15/2024 02:00:00 | 0 | 0 | 0 | 463.88 | 463.88
06/15/2024 03:00:00 | 06/15/2024 03:00:00 | 0 | 0 | 0 | 445.18 | 445.18
06/15/2024 04:00:00 | 06/15/2024 04:00:00 | 0 | 0 | 0 | 437.76 | 437.76
06/15/2024 05:00:00 | 06/15/2024 05:00:00 | 13.12 | 13.12 | 0 | 423.42 | 436.54
06/15/2024 06:00:00 | 06/15/2024 06:00:00 | 99.02 | 99.02 | 0 | 602.37 | 701.39
06/15/2024 07:00:00 | 06/15/2024 07:00:00 | 262.41 | 262.41 | 0 | 498.43 | 760.84
06/15/2024 08:00:00 | 06/15/2024 08:00:00 | 400.39 | 400.39 | 0 | 420.61 | 821
06/15/2024 09:00:00 | 06/15/2024 09:00:00 | 389.76 | 389.76 | 8.96 | 388.61 | 769.41
06/15/2024 10:00:00 | 06/15/2024 10:00:00 | 501.41 | 501.41 | 0.77 | 287.49 | 788.13
06/15/2024 11:00:00 | 06/15/2024 11:00:00 | 568.81 | 568.81 | 10.88 | 286.21 | 844.14
06/15/2024 12:00:00 | 06/15/2024 12:00:00 | 442.48 | 442.48 | 9.15 | 327.42 | 760.75
06/15/2024 13:00:00 | 06/15/2024 13:00:00 | 449.74 | 449.74 | 10.56 | 223.23 | 662.41
06/15/2024 14:00:00 | 06/15/2024 14:00:00 | 463.74 | 463.74 | 46.53 | 92.42 | 509.63
06/15/2024 15:00:00 | 06/15/2024 15:00:00 | 311.6 | 311.6 | 7.87 | 201.21 | 504.94
06/15/2024 16:00:00 | 06/15/2024 16:00:00 | 202.39 | 202.39 | 0 | 292.1 | 494.49
06/15/2024 17:00:00 | 06/15/2024 17:00:00 | 292.53 | 292.53 | 8.64 | 216.32 | 500.21
06/15/2024 18:00:00 | 06/15/2024 18:00:00 | 186.42 | 186.42 | 0 | 302.85 | 489.27
06/15/2024 19:00:00 | 06/15/2024 19:00:00 | 71.81 | 71.81 | 0 | 411.39 | 483.2
06/15/2024 20:00:00 | 06/15/2024 20:00:00 | 13.94 | 13.94 | 0 | 475.39 | 489.33
06/15/2024 21:00:00 | 06/15/2024 21:00:00 | 0.01 | 0.01 | 0 | 491.01 | 491.02
06/15/2024 22:00:00 | 06/15/2024 22:00:00 | 0 | 0 | 0 | 473.09 | 473.09
06/15/2024 23:00:00 | 06/15/2024 23:00:00 | 0 | 0 | 0 | 456.45 | 456.45
06/16/2024 00:00:00 | 06/16/2024 00:00:00 | 0 | 0 | 0 | 453.63 | 453.63
06/16/2024 01:00:00 | 06/16/2024 01:00:00 | 0 | 0 | 0 | 453.89 | 453.89
06/16/2024 02:00:00 | 06/16/2024 02:00:00 | 0 | 0 | 0 | 446.97 | 446.97
06/16/2024 03:00:00 | 06/16/2024 03:00:00 | 0 | 0 | 0 | 441.6 | 441.6
06/16/2024 04:00:00 | 06/16/2024 04:00:00 | 0 | 0 | 0 | 441.09 | 441.09
06/16/2024 05:00:00 | 06/16/2024 05:00:00 | 20.32 | 20.32 | 0 | 417.54 | 437.86
06/16/2024 06:00:00 | 06/16/2024 06:00:00 | 59.79 | 59.79 | 0 | 372.22 | 432.01
06/16/2024 07:00:00 | 06/16/2024 07:00:00 | 236.97 | 236.97 | 0 | 178.18 | 415.15
06/16/2024 08:00:00 | 06/16/2024 08:00:00 | 305.18 | 305.18 | 0.58 | 113.92 | 418.52
06/16/2024 09:00:00 | 06/16/2024 09:00:00 | 474.02 | 474.02 | 73.02 | 27.64 | 428.64
06/16/2024 10:00:00 | 06/16/2024 10:00:00 | 543.85 | 543.85 | 139.65 | 3.59 | 407.79
06/16/2024 11:00:00 | 06/16/2024 11:00:00 | 453.63 | 453.63 | 91.46 | 6.91 | 369.08
06/16/2024 12:00:00 | 06/16/2024 12:00:00 | 634.45 | 634.45 | 254.01 | 2.05 | 382.49
06/16/2024 13:00:00 | 06/16/2024 13:00:00 | 966.42 | 966.42 | 560.13 | 0 | 406.29
06/16/2024 14:00:00 | 06/16/2024 14:00:00 | 920.19 | 920.19 | 518.91 | 0 | 401.28
06/16/2024 15:00:00 | 06/16/2024 15:00:00 | 721.44 | 721.44 | 343.68 | 10.49 | 388.25
06/16/2024 16:00:00 | 06/16/2024 16:00:00 | 576.24 | 576.24 | 220.74 | 13.83 | 369.33
06/16/2024 17:00:00 | 06/16/2024 17:00:00 | 378.25 | 378.25 | 86.85 | 62.21 | 353.61
06/16/2024 18:00:00 | 06/16/2024 18:00:00 | 149.57 | 149.57 | 0 | 188.67 | 338.24
06/16/2024 19:00:00 | 06/16/2024 19:00:00 | 107.65 | 107.65 | 0 | 239.1 | 346.75
06/16/2024 20:00:00 | 06/16/2024 20:00:00 | 29.51 | 29.51 | 0 | 312.07 | 341.58
06/16/2024 21:00:00 | 06/16/2024 21:00:00 | 0.12 | 0.12 | 0 | 339.45 | 339.57
06/16/2024 22:00:00 | 06/16/2024 22:00:00 | 0 | 0 | 0 | 339.2 | 339.2
06/16/2024 23:00:00 | 06/16/2024 23:00:00 | 0 | 0 | 0 | 335.87 | 335.87
06/17/2024 00:00:00 | 06/17/2024 00:00:00 | 0 | 0 | 0 | 334.6 | 334.6
06/17/2024 01:00:00 | 06/17/2024 01:00:00 | 0 | 0 | 0 | 335.87 | 335.87
06/17/2024 02:00:00 | 06/17/2024 02:00:00 | 0 | 0 | 0 | 334.85 | 334.85
06/17/2024 03:00:00 | 06/17/2024 03:00:00 | 0 | 0 | 0 | 335.1 | 335.1
06/17/2024 04:00:00 | 06/17/2024 04:00:00 | 0 | 0 | 0 | 331.01 | 331.01
06/17/2024 05:00:00 | 06/17/2024 05:00:00 | 14.08 | 14.08 | 0 | 318.46 | 332.54
06/17/2024 06:00:00 | 06/17/2024 06:00:00 | 97.18 | 97.18 | 0 | 474.11 | 571.29
06/17/2024 07:00:00 | 06/17/2024 07:00:00 | 252.31 | 252.31 | 0 | 355.33 | 607.64
06/17/2024 08:00:00 | 06/17/2024 08:00:00 | 438.6 | 438.6 | 5.63 | 190.21 | 623.18
06/17/2024 09:00:00 | 06/17/2024 09:00:00 | 609.45 | 609.45 | 31.1 | 94.46 | 672.81
06/17/2024 10:00:00 | 06/17/2024 10:00:00 | 746 | 746 | 133.64 | 23.04 | 635.4
06/17/2024 11:00:00 | 06/17/2024 11:00:00 | 813.79 | 813.79 | 259.64 | 3.84 | 557.99
06/17/2024 12:00:00 | 06/17/2024 12:00:00 | 876.35 | 876.35 | 243.14 | 6.15 | 639.36
06/17/2024 13:00:00 | 06/17/2024 13:00:00 | 881.16 | 881.16 | 214.59 | 12.54 | 679.11
06/17/2024 14:00:00 | 06/17/2024 14:00:00 | 857.9 | 857.9 | 195.2 | 1.03 | 663.73
06/17/2024 15:00:00 | 06/17/2024 15:00:00 | 785.6 | 785.6 | 69.51 | 20.99 | 737.08
06/17/2024 16:00:00 | 06/17/2024 16:00:00 | 632.33 | 632.33 | 21.31 | 130.3 | 741.32
06/17/2024 17:00:00 | 06/17/2024 17:00:00 | 477.78 | 477.78 | 0.38 | 236.8 | 714.2
06/17/2024 18:00:00 | 06/17/2024 18:00:00 | 303.02 | 303.02 | 0 | 393.73 | 696.75
06/17/2024 19:00:00 | 06/17/2024 19:00:00 | 157.38 | 157.38 | 0 | 351.49 | 508.87
06/17/2024 20:00:00 | 06/17/2024 20:00:00 | 30.17 | 30.17 | 0 | 712.19 | 742.36
06/17/2024 21:00:00 | 06/17/2024 21:00:00 | 0.16 | 0.16 | 0 | 552.96 | 553.12
06/17/2024 22:00:00 | 06/17/2024 22:00:00 | 0 | 0 | 0 | 452.1 | 452.1
06/17/2024 23:00:00 | 06/17/2024 23:00:00 | 0 | 0 | 0 | 438.01 | 438.01
06/18/2024 00:00:00 | 06/18/2024 00:00:00 | 0 | 0 | 0 | 441.35 | 441.35
06/18/2024 01:00:00 | 06/18/2024 01:00:00 | 0 | 0 | 0 | 441.85 | 441.85
06/18/2024 02:00:00 | 06/18/2024 02:00:00 | 0 | 0 | 0 | 442.88 | 442.88
06/18/2024 03:00:00 | 06/18/2024 03:00:00 | 0 | 0 | 0 | 436.74 | 436.74
06/18/2024 04:00:00 | 06/18/2024 04:00:00 | 0 | 0 | 0 | 432.38 | 432.38
06/18/2024 05:00:00 | 06/18/2024 05:00:00 | 9.8 | 9.8 | 0 | 409.86 | 419.66
06/18/2024 06:00:00 | 06/18/2024 06:00:00 | 55.96 | 55.96 | 0 | 375.81 | 431.77
06/18/2024 07:00:00 | 06/18/2024 07:00:00 | 146.91 | 146.91 | 0 | 308.73 | 455.64
06/18/2024 08:00:00 | 06/18/2024 08:00:00 | 339.36 | 339.36 | 11.27 | 141.06 | 469.15
06/18/2024 09:00:00 | 06/18/2024 09:00:00 | 590.85 | 590.85 | 123.2 | 13.82 | 481.47
06/18/2024 10:00:00 | 06/18/2024 10:00:00 | 676.37 | 676.37 | 222.14 | 0 | 454.23
06/18/2024 11:00:00 | 06/18/2024 11:00:00 | 793.63 | 793.63 | 283.78 | 0.26 | 510.11
06/18/2024 12:00:00 | 06/18/2024 12:00:00 | 846.11 | 846.11 | 379.58 | 0 | 466.53
06/18/2024 13:00:00 | 06/18/2024 13:00:00 | 894.75 | 894.75 | 392.83 | 0 | 501.92
06/18/2024 14:00:00 | 06/18/2024 14:00:00 | 828.58 | 828.58 | 274.37 | 0.25 | 554.46
06/18/2024 15:00:00 | 06/18/2024 15:00:00 | 768.67 | 768.67 | 241.41 | 0.52 | 527.78
06/18/2024 16:00:00 | 06/18/2024 16:00:00 | 670.85 | 670.85 | 112.13 | 33.53 | 592.25
06/18/2024 17:00:00 | 06/18/2024 17:00:00 | 506.25 | 506.25 | 5.5 | 133.38 | 634.13
06/18/2024 18:00:00 | 06/18/2024 18:00:00 | 310.01 | 310.01 | 0 | 168.7 | 478.71
06/18/2024 19:00:00 | 06/18/2024 19:00:00 | 163.94 | 163.94 | 0 | 372.99 | 536.93
06/18/2024 20:00:00 | 06/18/2024 20:00:00 | 26.06 | 26.06 | 0 | 485.64 | 511.7
06/18/2024 21:00:00 | 06/18/2024 21:00:00 | 0.06 | 0.06 | 0 | 613.63 | 613.69
06/18/2024 22:00:00 | 06/18/2024 22:00:00 | 0 | 0 | 0 | 412.67 | 412.67
06/18/2024 23:00:00 | 06/18/2024 23:00:00 | 0 | 0 | 0 | 404.48 | 404.48
06/19/2024 00:00:00 | 06/19/2024 00:00:00 | 0 | 0 | 0 | 399.62 | 399.62
06/19/2024 01:00:00 | 06/19/2024 01:00:00 | 0 | 0 | 0 | 361.98 | 361.98
06/19/2024 02:00:00 | 06/19/2024 02:00:00 | 0 | 0 | 0 | 333.31 | 333.31
06/19/2024 03:00:00 | 06/19/2024 03:00:00 | 0 | 0 | 0 | 338.18 | 338.18
06/19/2024 04:00:00 | 06/19/2024 04:00:00 | 0 | 0 | 0 | 333.57 | 333.57
06/19/2024 05:00:00 | 06/19/2024 05:00:00 | 10.82 | 10.82 | 0 | 322.56 | 333.38
06/19/2024 06:00:00 | 06/19/2024 06:00:00 | 99.28 | 99.28 | 0 | 240.89 | 340.17
06/19/2024 07:00:00 | 06/19/2024 07:00:00 | 226.98 | 226.98 | 0 | 138.75 | 365.73
06/19/2024 08:00:00 | 06/19/2024 08:00:00 | 378.7 | 378.7 | 18.24 | 33.8 | 394.26
06/19/2024 09:00:00 | 06/19/2024 09:00:00 | 553.05 | 553.05 | 144.26 | 0 | 408.79
06/19/2024 10:00:00 | 06/19/2024 10:00:00 | 702.35 | 702.35 | 283 | 0 | 419.35
06/19/2024 11:00:00 | 06/19/2024 11:00:00 | 799.25 | 799.25 | 390.66 | 0 | 408.59
06/19/2024 12:00:00 | 06/19/2024 12:00:00 | 845.74 | 845.74 | 426.62 | 0 | 419.12
06/19/2024 13:00:00 | 06/19/2024 13:00:00 | 862.94 | 862.94 | 412.16 | 0 | 450.78
06/19/2024 14:00:00 | 06/19/2024 14:00:00 | 797.83 | 797.83 | 232.2 | 2.56 | 568.19
06/19/2024 15:00:00 | 06/19/2024 15:00:00 | 724.76 | 724.76 | 216.25 | 0.25 | 508.76
06/19/2024 16:00:00 | 06/19/2024 16:00:00 | 602.29 | 602.29 | 106.82 | 44.55 | 540.02
06/19/2024 17:00:00 | 06/19/2024 17:00:00 | 340.42 | 340.42 | 2.43 | 298.75 | 636.74
06/19/2024 18:00:00 | 06/19/2024 18:00:00 | 306.98 | 306.98 | 0 | 335.36 | 642.34
06/19/2024 19:00:00 | 06/19/2024 19:00:00 | 126 | 126 | 0 | 521.98 | 647.98
06/19/2024 20:00:00 | 06/19/2024 20:00:00 | 24.1 | 24.1 | 0 | 516.61 | 540.71
06/19/2024 21:00:00 | 06/19/2024 21:00:00 | 0.03 | 0.03 | 0 | 452.86 | 452.89
06/19/2024 22:00:00 | 06/19/2024 22:00:00 | 0 | 0 | 0 | 329.48 | 329.48
06/19/2024 23:00:00 | 06/19/2024 23:00:00 | 0 | 0 | 0 | 327.16 | 327.16
06/20/2024 00:00:00 | 06/20/2024 00:00:00 | 0 | 0 | 0 | 327.43 | 327.43
06/20/2024 01:00:00 | 06/20/2024 01:00:00 | 0 | 0 | 0 | 327.17 | 327.17
06/20/2024 02:00:00 | 06/20/2024 02:00:00 | 0 | 0 | 0 | 327.16 | 327.16
06/20/2024 03:00:00 | 06/20/2024 03:00:00 | 0 | 0 | 0 | 327.68 | 327.68
06/20/2024 04:00:00 | 06/20/2024 04:00:00 | 0 | 0 | 0 | 328.71 | 328.71
06/20/2024 05:00:00 | 06/20/2024 05:00:00 | 14.99 | 14.99 | 0 | 312.32 | 327.31
06/20/2024 06:00:00 | 06/20/2024 06:00:00 | 68.36 | 68.36 | 0 | 509.69 | 578.05
06/20/2024 07:00:00 | 06/20/2024 07:00:00 | 185.5 | 185.5 | 0 | 465.41 | 650.91
06/20/2024 08:00:00 | 06/20/2024 08:00:00 | 277.63 | 277.63 | 0 | 461.83 | 739.46
06/20/2024 09:00:00 | 06/20/2024 09:00:00 | 441.64 | 441.64 | 1.98 | 297.72 | 737.38
06/20/2024 10:00:00 | 06/20/2024 10:00:00 | 605.23 | 605.23 | 4.87 | 223.75 | 824.11
06/20/2024 11:00:00 | 06/20/2024 11:00:00 | 614.1 | 614.1 | 22.65 | 218.37 | 809.82
06/20/2024 12:00:00 | 06/20/2024 12:00:00 | 725.36 | 725.36 | 20.74 | 124.67 | 829.29
06/20/2024 13:00:00 | 06/20/2024 13:00:00 | 826.81 | 826.81 | 46.91 | 41.73 | 821.63
06/20/2024 14:00:00 | 06/20/2024 14:00:00 | 754.08 | 754.08 | 56.26 | 51.96 | 749.78
06/20/2024 15:00:00 | 06/20/2024 15:00:00 | 579.69 | 579.69 | 48.89 | 186.37 | 717.17
06/20/2024 16:00:00 | 06/20/2024 16:00:00 | 335.85 | 335.85 | 0 | 433.41 | 769.26
06/20/2024 17:00:00 | 06/20/2024 17:00:00 | 366.5 | 366.5 | 0 | 273.15 | 639.65
06/20/2024 18:00:00 | 06/20/2024 18:00:00 | 240.42 | 240.42 | 0 | 524.55 | 764.97
06/20/2024 19:00:00 | 06/20/2024 19:00:00 | 151.95 | 151.95 | 0 | 552.7 | 704.65
06/20/2024 20:00:00 | 06/20/2024 20:00:00 | 40.74 | 40.74 | 0 | 681.73 | 722.47
06/20/2024 21:00:00 | 06/20/2024 21:00:00 | 0.14 | 0.14 | 0 | 742.91 | 743.05
06/20/2024 22:00:00 | 06/20/2024 22:00:00 | 0 | 0 | 0 | 490.24 | 490.24
06/20/2024 23:00:00 | 06/20/2024 23:00:00 | 0 | 0 | 0 | 487.68 | 487.68
06/21/2024 00:00:00 | 06/21/2024 00:00:00 | 0 | 0 | 0 | 483.33 | 483.33
06/21/2024 01:00:00 | 06/21/2024 01:00:00 | 0 | 0 | 0 | 473.6 | 473.6
06/21/2024 02:00:00 | 06/21/2024 02:00:00 | 0 | 0 | 0 | 462.08 | 462.08
06/21/2024 03:00:00 | 06/21/2024 03:00:00 | 0 | 0 | 0 | 452.61 | 452.61
06/21/2024 04:00:00 | 06/21/2024 04:00:00 | 0 | 0 | 0 | 451.58 | 451.58
06/21/2024 05:00:00 | 06/21/2024 05:00:00 | 6.67 | 6.67 | 0 | 441.6 | 448.27
06/21/2024 06:00:00 | 06/21/2024 06:00:00 | 76.23 | 76.23 | 0 | 414.46 | 490.69
06/21/2024 07:00:00 | 06/21/2024 07:00:00 | 197.12 | 197.12 | 0 | 375.04 | 572.16
06/21/2024 08:00:00 | 06/21/2024 08:00:00 | 353.35 | 353.35 | 0 | 712.45 | 1065.8
06/21/2024 09:00:00 | 06/21/2024 09:00:00 | 507.67 | 507.67 | 0 | 464.13 | 971.8
06/21/2024 10:00:00 | 06/21/2024 10:00:00 | 350.87 | 350.87 | 0 | 597.5 | 948.37
06/21/2024 11:00:00 | 06/21/2024 11:00:00 | 365.42 | 365.42 | 0 | 444.93 | 810.35
06/21/2024 12:00:00 | 06/21/2024 12:00:00 | 663.24 | 663.24 | 7.36 | 222.98 | 878.86
06/21/2024 13:00:00 | 06/21/2024 13:00:00 | 491.77 | 491.77 | 0 | 573.95 | 1065.72
06/21/2024 14:00:00 | 06/21/2024 14:00:00 | 168.74 | 168.74 | 0 | 573.95 | 742.69
06/21/2024 15:00:00 | 06/21/2024 15:00:00 | 68.84 | 68.84 | 0 | 685.06 | 753.9
06/21/2024 16:00:00 | 06/21/2024 16:00:00 | 242.06 | 242.06 | 0 | 373.76 | 615.82
06/21/2024 17:00:00 | 06/21/2024 17:00:00 | 120.26 | 120.26 | 0 | 642.81 | 763.07
06/21/2024 18:00:00 | 06/21/2024 18:00:00 | 85.37 | 85.37 | 0 | 702.47 | 787.84
06/21/2024 19:00:00 | 06/21/2024 19:00:00 | 59.72 | 59.72 | 0 | 585.47 | 645.19
06/21/2024 20:00:00 | 06/21/2024 20:00:00 | 43.62 | 43.62 | 0 | 524.03 | 567.65
06/21/2024 21:00:00 | 06/21/2024 21:00:00 | 0.02 | 0.02 | 0 | 628.23 | 628.25
06/21/2024 22:00:00 | 06/21/2024 22:00:00 | 0 | 0 | 0 | 476.67 | 476.67
06/21/2024 23:00:00 | 06/21/2024 23:00:00 | 0 | 0 | 0 | 466.69 | 466.69
06/22/2024 00:00:00 | 06/22/2024 00:00:00 | 0 | 0 | 0 | 460.8 | 460.8
06/22/2024 01:00:00 | 06/22/2024 01:00:00 | 0 | 0 | 0 | 460.54 | 460.54
06/22/2024 02:00:00 | 06/22/2024 02:00:00 | 0 | 0 | 0 | 459.78 | 459.78
06/22/2024 03:00:00 | 06/22/2024 03:00:00 | 0 | 0 | 0 | 450.56 | 450.56
06/22/2024 04:00:00 | 06/22/2024 04:00:00 | 0 | 0 | 0 | 443.9 | 443.9
06/22/2024 05:00:00 | 06/22/2024 05:00:00 | 9.48 | 9.48 | 0 | 427.78 | 437.26
06/22/2024 06:00:00 | 06/22/2024 06:00:00 | 89.59 | 89.59 | 0 | 411.39 | 500.98
06/22/2024 07:00:00 | 06/22/2024 07:00:00 | 240.76 | 240.76 | 0 | 430.33 | 671.09
06/22/2024 08:00:00 | 06/22/2024 08:00:00 | 398.98 | 398.98 | 0 | 282.37 | 681.35
06/22/2024 09:00:00 | 06/22/2024 09:00:00 | 598.14 | 598.14 | 3.65 | 193.79 | 788.28
06/22/2024 10:00:00 | 06/22/2024 10:00:00 | 727.43 | 727.43 | 104.45 | 14.08 | 637.06
06/22/2024 11:00:00 | 06/22/2024 11:00:00 | 844.07 | 844.07 | 135.04 | 4.36 | 713.39
06/22/2024 12:00:00 | 06/22/2024 12:00:00 | 898.47 | 898.47 | 198.27 | 0.25 | 700.45
06/22/2024 13:00:00 | 06/22/2024 13:00:00 | 911.52 | 911.52 | 340.87 | 0 | 570.65
06/22/2024 14:00:00 | 06/22/2024 14:00:00 | 866.88 | 866.88 | 347.9 | 0 | 518.98
06/22/2024 15:00:00 | 06/22/2024 15:00:00 | 786.3 | 786.3 | 276.86 | 0 | 509.44
06/22/2024 16:00:00 | 06/22/2024 16:00:00 | 667.78 | 667.78 | 164.8 | 0 | 502.98
06/22/2024 17:00:00 | 06/22/2024 17:00:00 | 508.62 | 508.62 | 31.88 | 10.75 | 487.49
06/22/2024 18:00:00 | 06/22/2024 18:00:00 | 317.65 | 317.65 | 0 | 153.6 | 471.25
06/22/2024 19:00:00 | 06/22/2024 19:00:00 | 142.44 | 142.44 | 0 | 315.14 | 457.58
06/22/2024 20:00:00 | 06/22/2024 20:00:00 | 8.63 | 8.63 | 0 | 466.18 | 474.81
06/22/2024 21:00:00 | 06/22/2024 21:00:00 | 0.09 | 0.09 | 0 | 475.39 | 475.48
06/22/2024 22:00:00 | 06/22/2024 22:00:00 | 0 | 0 | 0 | 476.16 | 476.16
06/22/2024 23:00:00 | 06/22/2024 23:00:00 | 0 | 0 | 0 | 475.9 | 475.9
06/23/2024 00:00:00 | 06/23/2024 00:00:00 | 0 | 0 | 0 | 461.83 | 461.83
06/23/2024 01:00:00 | 06/23/2024 01:00:00 | 0 | 0 | 0 | 466.43 | 466.43
06/23/2024 02:00:00 | 06/23/2024 02:00:00 | 0 | 0 | 0 | 456.45 | 456.45
06/23/2024 03:00:00 | 06/23/2024 03:00:00 | 0 | 0 | 0 | 445.69 | 445.69
06/23/2024 04:00:00 | 06/23/2024 04:00:00 | 0 | 0 | 0 | 434.95 | 434.95
06/23/2024 05:00:00 | 06/23/2024 05:00:00 | 14.7 | 14.7 | 0 | 408.57 | 423.27
06/23/2024 06:00:00 | 06/23/2024 06:00:00 | 100.43 | 100.43 | 0 | 310.02 | 410.45
06/23/2024 07:00:00 | 06/23/2024 07:00:00 | 305.87 | 305.87 | 2.36 | 119.81 | 423.32
06/23/2024 08:00:00 | 06/23/2024 08:00:00 | 472.9 | 472.9 | 44.36 | 7.42 | 435.96
06/23/2024 09:00:00 | 06/23/2024 09:00:00 | 605.32 | 605.32 | 159.61 | 0 | 445.71
06/23/2024 10:00:00 | 06/23/2024 10:00:00 | 752 | 752 | 297.41 | 0 | 454.59
06/23/2024 11:00:00 | 06/23/2024 11:00:00 | 801.59 | 801.59 | 341.38 | 0 | 460.21
06/23/2024 12:00:00 | 06/23/2024 12:00:00 | 624.99 | 624.99 | 200.19 | 1.54 | 426.34
06/23/2024 13:00:00 | 06/23/2024 13:00:00 | 690.2 | 690.2 | 301.05 | 0 | 389.15
06/23/2024 14:00:00 | 06/23/2024 14:00:00 | 443.3 | 443.3 | 72 | 0.51 | 371.81
06/23/2024 15:00:00 | 06/23/2024 15:00:00 | 485.89 | 485.89 | 113.86 | 0 | 372.03
06/23/2024 16:00:00 | 06/23/2024 16:00:00 | 369.65 | 369.65 | 25.92 | 22.01 | 365.74
06/23/2024 17:00:00 | 06/23/2024 17:00:00 | 214.47 | 214.47 | 0.51 | 141.06 | 355.02
06/23/2024 18:00:00 | 06/23/2024 18:00:00 | 289.39 | 289.39 | 19.84 | 92.93 | 362.48
06/23/2024 19:00:00 | 06/23/2024 19:00:00 | 145.09 | 145.09 | 0 | 209.66 | 354.75
06/23/2024 20:00:00 | 06/23/2024 20:00:00 | 33 | 33 | 0 | 316.67 | 349.67
06/23/2024 21:00:00 | 06/23/2024 21:00:00 | 0.27 | 0.27 | 0 | 350.98 | 351.25
06/23/2024 22:00:00 | 06/23/2024 22:00:00 | 0 | 0 | 0 | 346.11 | 346.11
06/23/2024 23:00:00 | 06/23/2024 23:00:00 | 0 | 0 | 0 | 343.04 | 343.04
06/24/2024 00:00:00 | 06/24/2024 00:00:00 | 0 | 0 | 0 | 342.02 | 342.02
06/24/2024 01:00:00 | 06/24/2024 01:00:00 | 0 | 0 | 0 | 342.27 | 342.27
06/24/2024 02:00:00 | 06/24/2024 02:00:00 | 0 | 0 | 0 | 342.27 | 342.27
06/24/2024 03:00:00 | 06/24/2024 03:00:00 | 0 | 0 | 0 | 344.32 | 344.32
06/24/2024 04:00:00 | 06/24/2024 04:00:00 | 0 | 0 | 0 | 342.79 | 342.79
06/24/2024 05:00:00 | 06/24/2024 05:00:00 | 7.65 | 7.65 | 0 | 334.08 | 341.73
06/24/2024 06:00:00 | 06/24/2024 06:00:00 | 31.69 | 31.69 | 0 | 345.85 | 377.54
06/24/2024 07:00:00 | 06/24/2024 07:00:00 | 152.14 | 152.14 | 0 | 585.22 | 737.36
06/24/2024 08:00:00 | 06/24/2024 08:00:00 | 359.66 | 359.66 | 0.64 | 386.81 | 745.83
06/24/2024 09:00:00 | 06/24/2024 09:00:00 | 321.66 | 321.66 | 0 | 434.95 | 756.61
06/24/2024 10:00:00 | 06/24/2024 10:00:00 | 630.84 | 630.84 | 54.27 | 246.53 | 823.1
06/24/2024 11:00:00 | 06/24/2024 11:00:00 | 563.01 | 563.01 | 26.88 | 305.66 | 841.79
06/24/2024 12:00:00 | 06/24/2024 12:00:00 | 373.54 | 373.54 | 0.84 | 514.56 | 887.26
06/24/2024 13:00:00 | 06/24/2024 13:00:00 | 440.57 | 440.57 | 2.24 | 369.92 | 808.25
06/24/2024 14:00:00 | 06/24/2024 14:00:00 | 337.22 | 337.22 | 0 | 537.6 | 874.82
06/24/2024 15:00:00 | 06/24/2024 15:00:00 | 620.61 | 620.61 | 13.88 | 196.1 | 802.83
06/24/2024 16:00:00 | 06/24/2024 16:00:00 | 606.38 | 606.38 | 27.01 | 180.73 | 760.1
06/24/2024 17:00:00 | 06/24/2024 17:00:00 | 397.98 | 397.98 | 0.77 | 379.39 | 776.6
06/24/2024 18:00:00 | 06/24/2024 18:00:00 | 144.96 | 144.96 | 0 | 679.17 | 824.13
06/24/2024 19:00:00 | 06/24/2024 19:00:00 | 58.7 | 58.7 | 0 | 722.18 | 780.88
06/24/2024 20:00:00 | 06/24/2024 20:00:00 | 11.07 | 11.07 | 0 | 829.95 | 841.02
06/24/2024 21:00:00 | 06/24/2024 21:00:00 | 0.06 | 0.06 | 0 | 727.04 | 727.1
06/24/2024 22:00:00 | 06/24/2024 22:00:00 | 0 | 0 | 0 | 491.01 | 491.01
06/24/2024 23:00:00 | 06/24/2024 23:00:00 | 0 | 0 | 0 | 470.27 | 470.27
06/25/2024 00:00:00 | 06/25/2024 00:00:00 | 0 | 0 | 0 | 461.06 | 461.06
06/25/2024 01:00:00 | 06/25/2024 01:00:00 | 0 | 0 | 0 | 453.12 | 453.12
06/25/2024 02:00:00 | 06/25/2024 02:00:00 | 0 | 0 | 0 | 445.44 | 445.44
06/25/2024 03:00:00 | 06/25/2024 03:00:00 | 0 | 0 | 0 | 440.32 | 440.32
06/25/2024 04:00:00 | 06/25/2024 04:00:00 | 0 | 0 | 0 | 423.93 | 423.93
06/25/2024 05:00:00 | 06/25/2024 05:00:00 | 3.04 | 3.04 | 0 | 421.63 | 424.67
06/25/2024 06:00:00 | 06/25/2024 06:00:00 | 50.95 | 50.95 | 0 | 663.3 | 714.25
06/25/2024 07:00:00 | 06/25/2024 07:00:00 | 107.55 | 107.55 | 0 | 1064.7 | 1172.25
06/25/2024 08:00:00 | 06/25/2024 08:00:00 | 46.57 | 46.57 | 0 | 997.89 | 1044.46
06/25/2024 09:00:00 | 06/25/2024 09:00:00 | 397.15 | 397.15 | 0 | 529.15 | 926.3
06/25/2024 10:00:00 | 06/25/2024 10:00:00 | 486.09 | 486.09 | 6.27 | 359.94 | 839.76
06/25/2024 11:00:00 | 06/25/2024 11:00:00 | 576.31 | 576.31 | 28.03 | 253.95 | 802.23
06/25/2024 12:00:00 | 06/25/2024 12:00:00 | 640.07 | 640.07 | 0.13 | 484.61 | 1124.55
06/25/2024 13:00:00 | 06/25/2024 13:00:00 | 674.02 | 674.02 | 3.07 | 340.99 | 1011.94
06/25/2024 14:00:00 | 06/25/2024 14:00:00 | 462.66 | 462.66 | 1.09 | 407.04 | 868.61
06/25/2024 15:00:00 | 06/25/2024 15:00:00 | 571.64 | 571.64 | 42.88 | 139.78 | 668.54
06/25/2024 16:00:00 | 06/25/2024 16:00:00 | 538.78 | 538.78 | 91.84 | 131.07 | 578.01
06/25/2024 17:00:00 | 06/25/2024 17:00:00 | 130.37 | 130.37 | 0 | 470.53 | 600.9
06/25/2024 18:00:00 | 06/25/2024 18:00:00 | 122.75 | 122.75 | 0 | 410.62 | 533.37
06/25/2024 19:00:00 | 06/25/2024 19:00:00 | 38.72 | 38.72 | 0 | 516.35 | 555.07
06/25/2024 20:00:00 | 06/25/2024 20:00:00 | 6.33 | 6.33 | 0 | 578.31 | 584.64
06/25/2024 21:00:00 | 06/25/2024 21:00:00 | 0.06 | 0.06 | 0 | 527.87 | 527.93
06/25/2024 22:00:00 | 06/25/2024 22:00:00 | 0 | 0 | 0 |  | 0
06/25/2024 23:00:00 | 06/25/2024 23:00:00 | 0 | 0 | 0 |  | 0
06/26/2024 00:00:00 | 06/26/2024 00:00:00 | 0 | 0 | 0 |  | 0
06/26/2024 01:00:00 | 06/26/2024 01:00:00 | 0 | 0 | 0 |  | 0
06/26/2024 02:00:00 | 06/26/2024 02:00:00 | 0 | 0 | 0 |  | 0
06/26/2024 03:00:00 | 06/26/2024 03:00:00 | 0 | 0 | 0 |  | 0
06/26/2024 04:00:00 | 06/26/2024 04:00:00 | 0 | 0 | 0 |  | 0
06/26/2024 05:00:00 | 06/26/2024 05:00:00 | 3.98 | 3.98 | 0 |  | 3.98
06/26/2024 06:00:00 | 06/26/2024 06:00:00 | 25.1 | 25.1 | 0 |  | 25.1
06/26/2024 07:00:00 | 06/26/2024 07:00:00 | 57.52 | 57.52 | 0 |  | 57.52
06/26/2024 08:00:00 | 06/26/2024 08:00:00 | 254.07 | 254.07 | 0 |  | 254.07
06/26/2024 09:00:00 | 06/26/2024 09:00:00 | 479.79 | 479.79 | 0 |  | 479.79
06/26/2024 10:00:00 | 06/26/2024 10:00:00 | 538.11 | 538.11 | 64.9 |  | 473.21
06/26/2024 11:00:00 | 06/26/2024 11:00:00 | 600.86 | 600.86 | 90.3 | 127.74 | 638.3
06/26/2024 12:00:00 | 06/26/2024 12:00:00 | 846.29 | 846.29 | 329.99 | 35.59 | 551.89
06/26/2024 13:00:00 | 06/26/2024 13:00:00 | 654.87 | 654.87 | 171.84 | 176.13 | 659.16
06/26/2024 14:00:00 | 06/26/2024 14:00:00 | 279.19 | 279.19 | 0 | 461.82 | 741.01
06/26/2024 15:00:00 | 06/26/2024 15:00:00 | 449.81 | 449.81 | 80.83 | 251.65 | 620.63
06/26/2024 16:00:00 | 06/26/2024 16:00:00 | 713.19 | 713.19 | 136.77 | 57.6 | 634.02
06/26/2024 17:00:00 | 06/26/2024 17:00:00 | 526.41 | 526.41 | 69.5 | 99.84 | 556.75
06/26/2024 18:00:00 | 06/26/2024 18:00:00 | 266.67 | 266.67 | 21.25 | 316.41 | 561.83
06/26/2024 19:00:00 | 06/26/2024 19:00:00 | 49.19 | 49.19 | 0 | 368.13 | 417.32
06/26/2024 20:00:00 | 06/26/2024 20:00:00 | 6.25 | 6.25 | 0 | 592.39 | 598.64
06/26/2024 21:00:00 | 06/26/2024 21:00:00 | 0.05 | 0.05 | 0 | 521.47 | 521.52
06/26/2024 22:00:00 | 06/26/2024 22:00:00 | 0 | 0 | 0 | 351.74 | 351.74
06/26/2024 23:00:00 | 06/26/2024 23:00:00 | 0 | 0 | 0 | 347.91 | 347.91
06/27/2024 00:00:00 | 06/27/2024 00:00:00 | 0 | 0 | 0 | 338.43 | 338.43
06/27/2024 01:00:00 | 06/27/2024 01:00:00 | 0 | 0 | 0 | 338.43 | 338.43
06/27/2024 02:00:00 | 06/27/2024 02:00:00 | 0 | 0 | 0 | 333.31 | 333.31
06/27/2024 03:00:00 | 06/27/2024 03:00:00 | 0 | 0 | 0 | 333.06 | 333.06
06/27/2024 04:00:00 | 06/27/2024 04:00:00 | 0 | 0 | 0 | 359.93 | 359.93
06/27/2024 05:00:00 | 06/27/2024 05:00:00 | 10.21 | 10.21 | 0 | 336.39 | 346.6
06/27/2024 06:00:00 | 06/27/2024 06:00:00 | 70.08 | 70.08 | 0 | 451.84 | 521.92
06/27/2024 07:00:00 | 06/27/2024 07:00:00 | 158.96 | 158.96 | 0 | 652.29 | 811.25
06/27/2024 08:00:00 | 06/27/2024 08:00:00 | 456.92 | 456.92 | 0 | 369.66 | 826.58
06/27/2024 09:00:00 | 06/27/2024 09:00:00 | 637.62 | 637.62 | 5.18 | 256.51 | 888.95
06/27/2024 10:00:00 | 06/27/2024 10:00:00 | 680 | 680 | 0 | 314.11 | 994.11
06/27/2024 11:00:00 | 06/27/2024 11:00:00 | 836.68 | 836.68 | 265.03 | 5.12 | 576.77
06/27/2024 12:00:00 | 06/27/2024 12:00:00 | 879 | 879 | 56.77 | 124.68 | 946.91
06/27/2024 13:00:00 | 06/27/2024 13:00:00 | 828.67 | 828.67 | 311.48 | 39.93 | 557.12
06/27/2024 14:00:00 | 06/27/2024 14:00:00 | 839.37 | 839.37 | 118.53 | 60.67 | 781.51
06/27/2024 15:00:00 | 06/27/2024 15:00:00 | 786.9 | 786.9 | 156.87 | 19.46 | 649.49
06/27/2024 16:00:00 | 06/27/2024 16:00:00 | 677.48 | 677.48 | 104.19 | 70.91 | 644.2
06/27/2024 17:00:00 | 06/27/2024 17:00:00 | 286.41 | 286.41 | 2.17 | 343.04 | 627.28
06/27/2024 18:00:00 | 06/27/2024 18:00:00 | 198.63 | 198.63 | 0 | 413.7 | 612.33
06/27/2024 19:00:00 | 06/27/2024 19:00:00 | 165.78 | 165.78 | 0 | 326.65 | 492.43
06/27/2024 20:00:00 | 06/27/2024 20:00:00 | 32.77 | 32.77 | 0 | 728.84 | 761.61
06/27/2024 21:00:00 | 06/27/2024 21:00:00 | 0.1 | 0.1 | 0 | 531.45 | 531.55
06/27/2024 22:00:00 | 06/27/2024 22:00:00 | 0 | 0 | 0 | 417.54 | 417.54
06/27/2024 23:00:00 | 06/27/2024 23:00:00 | 0 | 0 | 0 | 407.04 | 407.04
06/28/2024 00:00:00 | 06/28/2024 00:00:00 | 0 | 0 | 0 | 404.73 | 404.73
06/28/2024 01:00:00 | 06/28/2024 01:00:00 | 0 | 0 | 0 | 407.56 | 407.56
06/28/2024 02:00:00 | 06/28/2024 02:00:00 | 0 | 0 | 0 | 406.78 | 406.78
06/28/2024 03:00:00 | 06/28/2024 03:00:00 | 0 | 0 | 0 | 407.81 | 407.81
06/28/2024 04:00:00 | 06/28/2024 04:00:00 | 0 | 0 | 0 | 408.32 | 408.32
06/28/2024 05:00:00 | 06/28/2024 05:00:00 | 11.37 | 11.37 | 0 | 392.19 | 403.56
06/28/2024 06:00:00 | 06/28/2024 06:00:00 | 90.47 | 90.47 | 0 | 496.9 | 587.37
06/28/2024 07:00:00 | 06/28/2024 07:00:00 | 241.27 | 241.27 | 0 | 575.23 | 816.5
06/28/2024 08:00:00 | 06/28/2024 08:00:00 | 423.65 | 423.65 | 0 | 548.86 | 972.51
06/28/2024 09:00:00 | 06/28/2024 09:00:00 | 588.17 | 588.17 | 0 | 292.1 | 880.27
06/28/2024 10:00:00 | 06/28/2024 10:00:00 | 723.56 | 723.56 | 15.68 | 302.59 | 1010.47
06/28/2024 11:00:00 | 06/28/2024 11:00:00 | 802.77 | 802.77 | 0 | 267.52 | 1070.29
06/28/2024 12:00:00 | 06/28/2024 12:00:00 | 852.25 | 852.25 | 0.39 | 64.77 | 916.63
06/28/2024 13:00:00 | 06/28/2024 13:00:00 | 862.49 | 862.49 | 0 | 283.65 | 1146.14
06/28/2024 14:00:00 | 06/28/2024 14:00:00 | 822.88 | 822.88 | 0 | 293.12 | 1116
06/28/2024 15:00:00 | 06/28/2024 15:00:00 | 745.76 | 745.76 | 3.01 | 164.09 | 906.84
06/28/2024 16:00:00 | 06/28/2024 16:00:00 | 628.53 | 628.53 | 0 | 292.1 | 920.63
06/28/2024 17:00:00 | 06/28/2024 17:00:00 | 468.78 | 468.78 | 0 | 439.29 | 908.07
06/28/2024 18:00:00 | 06/28/2024 18:00:00 | 301.35 | 301.35 | 0 | 581.89 | 883.24
06/28/2024 19:00:00 | 06/28/2024 19:00:00 | 144.12 | 144.12 | 0 | 709.12 | 853.24
06/28/2024 20:00:00 | 06/28/2024 20:00:00 | 32.07 | 32.07 | 0 | 884.23 | 916.3
06/28/2024 21:00:00 | 06/28/2024 21:00:00 | 0.15 | 0.15 | 0 | 768.51 | 768.66
06/28/2024 22:00:00 | 06/28/2024 22:00:00 | 0 | 0 | 0 | 514.56 | 514.56
06/28/2024 23:00:00 | 06/28/2024 23:00:00 | 0 | 0 | 0 | 514.81 | 514.81
06/29/2024 00:00:00 | 06/29/2024 00:00:00 | 0 | 0 | 0 | 514.82 | 514.82
06/29/2024 01:00:00 | 06/29/2024 01:00:00 | 0 | 0 | 0 | 511.23 | 511.23
06/29/2024 02:00:00 | 06/29/2024 02:00:00 | 0 | 0 | 0 | 509.95 | 509.95
06/29/2024 03:00:00 | 06/29/2024 03:00:00 | 0 | 0 | 0 | 509.96 | 509.96
06/29/2024 04:00:00 | 06/29/2024 04:00:00 | 0 | 0 | 0 | 510.46 | 510.46
06/29/2024 05:00:00 | 06/29/2024 05:00:00 | 12.75 | 12.75 | 0 | 472.06 | 484.81
06/29/2024 06:00:00 | 06/29/2024 06:00:00 | 99.13 | 99.13 | 0 | 656.13 | 755.26
06/29/2024 07:00:00 | 06/29/2024 07:00:00 | 211.21 | 211.21 | 0 | 552.45 | 763.66
06/29/2024 08:00:00 | 06/29/2024 08:00:00 | 385.54 | 385.54 | 0 | 459.52 | 845.06
06/29/2024 09:00:00 | 06/29/2024 09:00:00 | 568.85 | 568.85 | 0 | 429.82 | 998.67
06/29/2024 10:00:00 | 06/29/2024 10:00:00 | 648.23 | 648.23 | 0 | 323.84 | 972.07
06/29/2024 11:00:00 | 06/29/2024 11:00:00 | 742.02 | 742.02 | 0 | 266.76 | 1008.78
06/29/2024 12:00:00 | 06/29/2024 12:00:00 | 811.69 | 811.69 | 34.94 | 118.01 | 894.76
06/29/2024 13:00:00 | 06/29/2024 13:00:00 | 798.22 | 798.22 | 158.14 | 17.92 | 658
06/29/2024 14:00:00 | 06/29/2024 14:00:00 | 699.17 | 699.17 | 145.99 | 2.56 | 555.74
06/29/2024 15:00:00 | 06/29/2024 15:00:00 | 651.68 | 651.68 | 96.96 | 3.07 | 557.79
06/29/2024 16:00:00 | 06/29/2024 16:00:00 | 386.77 | 386.77 | 2.3 | 156.93 | 541.4
06/29/2024 17:00:00 | 06/29/2024 17:00:00 | 205.16 | 205.16 | 0 | 317.7 | 522.86
06/29/2024 18:00:00 | 06/29/2024 18:00:00 | 104.01 | 104.01 | 0 | 414.46 | 518.47
06/29/2024 19:00:00 | 06/29/2024 19:00:00 | 99.25 | 99.25 | 0 | 416.77 | 516.02
06/29/2024 20:00:00 | 06/29/2024 20:00:00 | 21.93 | 21.93 | 0 | 492.54 | 514.47
06/29/2024 21:00:00 | 06/29/2024 21:00:00 | 0.01 | 0.01 | 0 | 512.26 | 512.27
06/29/2024 22:00:00 | 06/29/2024 22:00:00 | 0 | 0 | 0 | 515.07 | 515.07
06/29/2024 23:00:00 | 06/29/2024 23:00:00 | 0 | 0 | 0 | 512 | 512
06/30/2024 00:00:00 | 06/30/2024 00:00:00 | 0 | 0 | 0 | 483.59 | 483.59
06/30/2024 01:00:00 | 06/30/2024 01:00:00 | 0 | 0 | 0 | 480.51 | 480.51
06/30/2024 02:00:00 | 06/30/2024 02:00:00 | 0 | 0 | 0 | 477.95 | 477.95
06/30/2024 03:00:00 | 06/30/2024 03:00:00 | 0 | 0 | 0 | 480.77 | 480.77
06/30/2024 04:00:00 | 06/30/2024 04:00:00 | 0 | 0 | 0 | 471.29 | 471.29
06/30/2024 05:00:00 | 06/30/2024 05:00:00 | 8.12 | 8.12 | 0 | 442.37 | 450.49
06/30/2024 06:00:00 | 06/30/2024 06:00:00 | 81.44 | 81.44 | 0 | 363.78 | 445.22
06/30/2024 07:00:00 | 06/30/2024 07:00:00 | 216.98 | 216.98 | 0 | 229.12 | 446.1
06/30/2024 08:00:00 | 06/30/2024 08:00:00 | 374.44 | 374.44 | 1.79 | 95.23 | 467.88
06/30/2024 09:00:00 | 06/30/2024 09:00:00 | 545.96 | 545.96 | 99.97 | 21.25 | 467.24
06/30/2024 10:00:00 | 06/30/2024 10:00:00 | 561.11 | 561.11 | 110.66 | 13.82 | 464.27
06/30/2024 11:00:00 | 06/30/2024 11:00:00 | 752.03 | 752.03 | 274.75 | 6.66 | 483.94
06/30/2024 12:00:00 | 06/30/2024 12:00:00 | 733.94 | 733.94 | 264 | 0 | 469.94
06/30/2024 13:00:00 | 06/30/2024 13:00:00 | 734.92 | 734.92 | 283.26 | 1.28 | 452.94
06/30/2024 14:00:00 | 06/30/2024 14:00:00 | 469.51 | 469.51 | 100.61 | 62.97 | 431.87
06/30/2024 15:00:00 | 06/30/2024 15:00:00 | 629.64 | 629.64 | 195.59 | 13.32 | 447.37
06/30/2024 16:00:00 | 06/30/2024 16:00:00 | 259.67 | 259.67 | 29.44 | 182.78 | 413.01
06/30/2024 17:00:00 | 06/30/2024 17:00:00 | 227 | 227 | 6.01 | 135.68 | 356.67
06/30/2024 18:00:00 | 06/30/2024 18:00:00 | 204.91 | 204.91 | 0 | 154.88 | 359.79
06/30/2024 19:00:00 | 06/30/2024 19:00:00 | 167.76 | 167.76 | 0 | 189.44 | 357.2
06/30/2024 20:00:00 | 06/30/2024 20:00:00 | 28.81 | 28.81 | 0 | 320.51 | 349.32
06/30/2024 21:00:00 | 06/30/2024 21:00:00 | 0 | 0 | 0 | 346.11 | 346.11
06/30/2024 22:00:00 | 06/30/2024 22:00:00 | 0 | 0 | 0 | 351.75 | 351.75
06/30/2024 23:00:00 | 06/30/2024 23:00:00 | 0 | 0 | 0 | 348.93 | 348.93
2024-01-07 | 45298 | 0 | 0 | 0 | 343.55 | 343.55
2024-01-07 01:00 | 45298.0417 | 0 | 0 | 0 | 344.83 | 344.83
2024-01-07 02:00 | 45298.0833 | 0 | 0 | 0 | 345.6 | 345.6
2024-01-07 03:00 | 45298.125 | 0 | 0 | 0 | 342.78 | 342.78
2024-01-07 04:00 | 45298.1667 | 0 | 0 | 0 | 339.72 | 339.72
2024-01-07 05:00 | 45298.2083 | 10.66 | 10.66 | 0 | 327.93 | 338.59
2024-01-07 06:00 | 45298.25 | 98.15 | 98.15 | 0 | 441.35 | 539.5
2024-01-07 07:00 | 45298.2917 | 204.69 | 204.69 | 0 | 867.32 | 1072.01
2024-01-07 08:00 | 45298.3333 | 426.77 | 426.77 | 0 | 640.52 | 1067.29
2024-01-07 09:00 | 45298.375 | 578.33 | 578.33 | 0.51 | 292.6 | 870.42
2024-01-07 10:00 | 45298.4167 | 302.73 | 302.73 | 0 | 698.37 | 1001.1
2024-01-07 11:00 | 45298.4583 | 139.25 | 139.25 | 0 | 759.3 | 898.55
2024-01-07 12:00 | 45298.5 | 255.12 | 255.12 | 0.9 | 658.69 | 912.91
2024-01-07 13:00 | 45298.5417 | 344.22 | 344.22 | 0.13 | 562.43 | 906.52
2024-01-07 14:00 | 45298.5833 | 55.98 | 55.98 | 0 |  | 55.98
2024-01-07 15:00 | 45298.625 | 51.73 | 51.73 | 0 |  | 51.73
2024-01-07 16:00 | 45298.6667 | 52.67 | 52.67 | 0 |  | 52.67
2024-01-07 17:00 | 45298.7083 | 11.41 | 11.41 | 0 |  | 11.41
2024-01-07 18:00 | 45298.75 | 42.63 | 42.63 | 0 |  | 42.63
2024-01-07 19:00 | 45298.7917 | 4.66 | 4.66 | 0 |  | 4.66
2024-01-07 20:00 | 45298.8333 | 0.46 | 0.46 | 0 |  | 0.46
2024-01-07 21:00 | 45298.875 | 0 | 0 | 0 |  | 0
2024-01-07 22:00 | 45298.9167 | 0 | 0 | 0 | 481.28 | 481.28
2024-01-07 23:00 | 45298.9583 | 0 | 0 | 0 | 477.19 | 477.19
2024-02-07 | 45329 | 0 | 0 | 0 | 476.16 | 476.16
2024-02-07 01:00 | 45329.0417 | 0 | 0 | 0 | 477.69 | 477.69
2024-02-07 02:00 | 45329.0833 | 0 | 0 | 0 | 477.7 | 477.7
2024-02-07 03:00 | 45329.125 | 0 | 0 | 0 | 477.44 | 477.44
2024-02-07 04:00 | 45329.1667 | 0 | 0 | 0 | 455.42 | 455.42
2024-02-07 05:00 | 45329.2083 | 7.04 | 7.04 | 0 | 440.58 | 447.62
2024-02-07 06:00 | 45329.25 | 86.72 | 86.72 | 0 | 695.81 | 782.53
2024-02-07 07:00 | 45329.2917 | 266.94 | 266.94 | 0 | 636.67 | 903.61
2024-02-07 08:00 | 45329.3333 | 445.62 | 445.62 | 0 | 379.39 | 825.01
2024-02-07 09:00 | 45329.375 | 616.13 | 616.13 | 2.24 | 210.18 | 824.07
2024-02-07 10:00 | 45329.4167 | 752.17 | 752.17 | 0 | 358.65 | 1110.82
2024-02-07 11:00 | 45329.4583 | 835.76 | 835.76 | 0.19 | 219.91 | 1055.48
2024-02-07 12:00 | 45329.5 | 891.21 | 891.21 | 54.98 | 91.9 | 928.13
2024-02-07 13:00 | 45329.5417 | 891 | 891 | 5.63 | 205.57 | 1090.94
2024-02-07 14:00 | 45329.5833 | 541.66 | 541.66 | 1.85 | 443.9 | 983.71
2024-02-07 15:00 | 45329.625 | 163.12 | 163.12 | 0 | 678.66 | 841.78
2024-02-07 16:00 | 45329.6667 | 301.58 | 301.58 | 0 | 530.18 | 831.76
2024-02-07 17:00 | 45329.7083 | 290.46 | 290.46 | 0 | 585.21 | 875.67
2024-02-07 18:00 | 45329.75 | 279.05 | 279.05 | 0 | 568.83 | 847.88
2024-02-07 19:00 | 45329.7917 | 132.82 | 132.82 | 0 | 655.11 | 787.93
2024-02-07 20:00 | 45329.8333 | 14.71 | 14.71 | 0 | 753.92 | 768.63
2024-02-07 21:00 | 45329.875 | 0.01 | 0.01 | 0 | 780.29 | 780.3
2024-02-07 22:00 | 45329.9167 | 0 | 0 | 0 | 520.96 | 520.96
2024-02-07 23:00 | 45329.9583 | 0 | 0 | 0 | 520.19 | 520.19
2024-03-07 | 45358 | 0 | 0 | 0 | 515.58 | 515.58
2024-03-07 01:00 | 45358.0417 | 0 | 0 | 0 | 515.33 | 515.33
2024-03-07 02:00 | 45358.0833 | 0 | 0 | 0 | 516.35 | 516.35
2024-03-07 03:00 | 45358.125 | 0 | 0 | 0 | 519.17 | 519.17
2024-03-07 04:00 | 45358.1667 | 0 | 0 | 0 | 504.32 | 504.32
2024-03-07 05:00 | 45358.2083 | 2.57 | 2.57 | 0 | 487.94 | 490.51
2024-03-07 06:00 | 45358.25 | 61.07 | 61.07 | 0 | 437.24 | 498.31
2024-03-07 07:00 | 45358.2917 | 254.68 | 254.68 | 0 | 388.87 | 643.55
2024-03-07 08:00 | 45358.3333 | 323.16 | 323.16 | 0 | 508.67 | 831.83
2024-03-07 09:00 | 45358.375 | 372.69 | 372.69 | 0 | 455.68 | 828.37
2024-03-07 10:00 | 45358.4167 | 398.92 | 398.92 | 0 | 395.01 | 793.93
2024-03-07 11:00 | 45358.4583 | 400.45 | 400.45 | 0 | 213.5 | 613.95
2024-03-07 12:00 | 45358.5 | 614.7 | 614.7 | 43.91 | 235.78 | 806.57
2024-03-07 13:00 | 45358.5417 | 717.92 | 717.92 | 40.96 | 179.97 | 856.93
2024-03-07 14:00 | 45358.5833 | 764.27 | 764.27 | 4.35 | 328.44 | 1088.36
2024-03-07 15:00 | 45358.625 | 733.88 | 733.88 | 6.53 | 199.43 | 926.78
2024-03-07 16:00 | 45358.6667 | 673.86 | 673.86 | 112.83 | 3.84 | 564.87
2024-03-07 17:00 | 45358.7083 | 496.82 | 496.82 | 45.63 | 23.29 | 474.48
2024-03-07 18:00 | 45358.75 | 176.24 | 176.24 | 1.86 | 313.09 | 487.47
2024-03-07 19:00 | 45358.7917 | 77.88 | 77.88 | 0 | 472.58 | 550.46
2024-03-07 20:00 | 45358.8333 | 17.89 | 17.89 | 0 | 745.21 | 763.1
2024-03-07 21:00 | 45358.875 | 0.03 | 0.03 | 0 | 720.9 | 720.93
2024-03-07 22:00 | 45358.9167 | 0 | 0 | 0 | 456.19 | 456.19
2024-03-07 23:00 | 45358.9583 | 0 | 0 | 0 | 454.4 | 454.4
2024-04-07 | 45389 | 0 | 0 | 0 | 451.07 | 451.07
2024-04-07 01:00 | 45389.0417 | 0 | 0 | 0 | 442.37 | 442.37
2024-04-07 02:00 | 45389.0833 | 0 | 0 | 0 | 440.83 | 440.83
2024-04-07 03:00 | 45389.125 | 0 | 0 | 0 | 439.04 | 439.04
2024-04-07 04:00 | 45389.1667 | 0 | 0 | 0 | 435.72 | 435.72
2024-04-07 05:00 | 45389.2083 | 3.85 | 3.85 | 0 | 423.93 | 427.78
2024-04-07 06:00 | 45389.25 | 40.46 | 40.46 | 0 | 704.51 | 744.97
2024-04-07 07:00 | 45389.2917 | 101.17 | 101.17 | 0 | 808.96 | 910.13
2024-04-07 08:00 | 45389.3333 | 287.08 | 287.08 | 0 | 663.56 | 950.64
2024-04-07 09:00 | 45389.375 | 396.1 | 396.1 | 0 | 731.13 | 1127.23
2024-04-07 10:00 | 45389.4167 | 663.85 | 663.85 | 35.13 | 238.08 | 866.8
2024-04-07 11:00 | 45389.4583 | 723.36 | 723.36 | 30.98 | 223.75 | 916.13
2024-04-07 12:00 | 45389.5 | 893.76 | 893.76 | 6.08 | 216.32 | 1104
2024-04-07 13:00 | 45389.5417 | 903.56 | 903.56 | 234.75 | 3.84 | 672.65
2024-04-07 14:00 | 45389.5833 | 816.21 | 816.21 | 141.06 | 42.24 | 717.39
2024-04-07 15:00 | 45389.625 | 797.07 | 797.07 | 228.99 | 55.04 | 623.12
2024-04-07 16:00 | 45389.6667 | 732.3 | 732.3 | 17.73 | 172.28 | 886.85
2024-04-07 17:00 | 45389.7083 | 558.27 | 558.27 | 5.25 | 247.81 | 800.83
2024-04-07 18:00 | 45389.75 | 424.02 | 424.02 | 0 | 304.64 | 728.66
2024-04-07 19:00 | 45389.7917 | 191.98 | 191.98 | 0 | 453.63 | 645.61
2024-04-07 20:00 | 45389.8333 | 37.73 | 37.73 | 0 | 825.86 | 863.59
2024-04-07 21:00 | 45389.875 | 0.21 | 0.21 | 0 | 745.47 | 745.68
2024-04-07 22:00 | 45389.9167 | 0 | 0 | 0 | 489.73 | 489.73
2024-04-07 23:00 | 45389.9583 | 0 | 0 | 0 | 491.01 | 491.01
2024-05-07 | 45419 | 0 | 0 | 0 | 488.19 | 488.19
2024-05-07 01:00 | 45419.0417 | 0 | 0 | 0 | 488.7 | 488.7
2024-05-07 02:00 | 45419.0833 | 0 | 0 | 0 | 489.22 | 489.22
2024-05-07 03:00 | 45419.125 | 0 | 0 | 0 | 468.99 | 468.99
2024-05-07 04:00 | 45419.1667 | 0 | 0 | 0 | 459.52 | 459.52
2024-05-07 05:00 | 45419.2083 | 9.37 | 9.37 | 0 | 446.21 | 455.58
2024-05-07 06:00 | 45419.25 | 93.74 | 93.74 | 0 | 732.42 | 826.16
2024-05-07 07:00 | 45419.2917 | 252.31 | 252.31 | 0 | 904.7 | 1157.01
2024-05-07 08:00 | 45419.3333 | 422.79 | 422.79 | 0 | 765.7 | 1188.49
2024-05-07 09:00 | 45419.375 | 590.03 | 590.03 | 0 | 516.6 | 1106.63
2024-05-07 10:00 | 45419.4167 | 729.18 | 729.18 | 35.2 | 281.6 | 975.58
2024-05-07 11:00 | 45419.4583 | 825.16 | 825.16 | 14.4 | 143.36 | 954.12
2024-05-07 12:00 | 45419.5 | 879.86 | 879.86 | 46.27 | 23.56 | 857.15
2024-05-07 13:00 | 45419.5417 | 899.86 | 899.86 | 172.48 | 19.71 | 747.09
2024-05-07 14:00 | 45419.5833 | 872.44 | 872.44 | 15.23 | 126.97 | 984.18
2024-05-07 15:00 | 45419.625 | 795.03 | 795.03 | 79.3 | 79.11 | 794.84
2024-05-07 16:00 | 45419.6667 | 647.92 | 647.92 | 16.12 | 173.31 | 805.11
2024-05-07 17:00 | 45419.7083 | 504.86 | 504.86 | 0 | 290.56 | 795.42
2024-05-07 18:00 | 45419.75 | 333.03 | 333.03 | 0 | 273.92 | 606.95
2024-05-07 19:00 | 45419.7917 | 151.67 | 151.67 | 0 | 567.55 | 719.22
2024-05-07 20:00 | 45419.8333 | 30.75 | 30.75 | 0 | 839.43 | 870.18
2024-05-07 21:00 | 45419.875 | 0.06 | 0.06 | 0 | 873.72 | 873.78
2024-05-07 22:00 | 45419.9167 | 0 | 0 | 0 | 541.7 | 541.7
2024-05-07 23:00 | 45419.9583 | 0 | 0 | 0 | 543.23 | 543.23
2024-06-07 | 45450 | 0 | 0 | 0 | 538.11 | 538.11
2024-06-07 01:00 | 45450.0417 | 0 | 0 | 0 | 531.72 | 531.72
2024-06-07 02:00 | 45450.0833 | 0 | 0 | 0 | 500.73 | 500.73
2024-06-07 03:00 | 45450.125 | 0 | 0 | 0 | 455.17 | 455.17
2024-06-07 04:00 | 45450.1667 | 0 | 0 | 0 | 427.78 | 427.78
2024-06-07 05:00 | 45450.2083 | 6.54 | 6.54 | 0 | 418.3 | 424.84
2024-06-07 06:00 | 45450.25 | 78 | 78 | 0 | 669.7 | 747.7
2024-06-07 07:00 | 45450.2917 | 190.97 | 190.97 | 0 | 689.4 | 880.37
2024-06-07 08:00 | 45450.3333 | 289.12 | 289.12 | 0.13 | 431.36 | 720.35
2024-06-07 09:00 | 45450.375 | 542.39 | 542.39 | 21.44 | 267.01 | 787.96
2024-06-07 10:00 | 45450.4167 | 651.44 | 651.44 | 115.27 | 43.27 | 579.44
2024-06-07 11:00 | 45450.4583 | 802.49 | 802.49 | 259.84 | 1.28 | 543.93
2024-06-07 12:00 | 45450.5 | 867.94 | 867.94 | 276.41 | 3.07 | 594.6
2024-06-07 13:00 | 45450.5417 | 736.86 | 736.86 | 194.95 | 35.84 | 577.75
2024-06-07 14:00 | 45450.5833 | 781.83 | 781.83 | 315.71 | 1.53 | 467.65
2024-06-07 15:00 | 45450.625 | 771.44 | 771.44 | 351.17 | 0 | 420.27
2024-06-07 16:00 | 45450.6667 | 654.05 | 654.05 | 258.04 | 1.28 | 397.29
2024-06-07 17:00 | 45450.7083 | 481.07 | 481.07 | 120.96 | 27.14 | 387.25
2024-06-07 18:00 | 45450.75 | 239.28 | 239.28 | 1.67 | 132.1 | 369.71
2024-06-07 19:00 | 45450.7917 | 119.28 | 119.28 | 0 | 236.8 | 356.08
2024-06-07 20:00 | 45450.8333 | 14.47 | 14.47 | 0 | 335.87 | 350.34
2024-06-07 21:00 | 45450.875 | 0.04 | 0.04 | 0 | 351.74 | 351.78
2024-06-07 22:00 | 45450.9167 | 0 | 0 | 0 | 353.03 | 353.03
2024-06-07 23:00 | 45450.9583 | 0 | 0 | 0 | 352 | 352
2024-07-07 | 45480 | 0 | 0 | 0 | 349.69 | 349.69
2024-07-07 01:00 | 45480.0417 | 0 | 0 | 0 | 348.42 | 348.42
2024-07-07 02:00 | 45480.0833 | 0 | 0 | 0 | 348.41 | 348.41
2024-07-07 03:00 | 45480.125 | 0 | 0 | 0 | 343.56 | 343.56
2024-07-07 04:00 | 45480.1667 | 0 | 0 | 0 | 345.6 | 345.6
2024-07-07 05:00 | 45480.2083 | 3.18 | 3.18 | 0 | 344.83 | 348.01
2024-07-07 06:00 | 45480.25 | 29.35 | 29.35 | 0 | 318.21 | 347.56
2024-07-07 07:00 | 45480.2917 | 112.2 | 112.2 | 0 | 232.44 | 344.64
2024-07-07 08:00 | 45480.3333 | 301.24 | 301.24 | 36.48 | 92.42 | 357.18
2024-07-07 09:00 | 45480.375 | 495.58 | 495.58 | 135.1 | 7.94 | 368.42
2024-07-07 10:00 | 45480.4167 | 667.41 | 667.41 | 298.18 | 2.56 | 371.79
2024-07-07 11:00 | 45480.4583 | 594.98 | 594.98 | 232.7 | 5.88 | 368.16
2024-07-07 12:00 | 45480.5 | 694.91 | 694.91 | 321.73 | 1.28 | 374.46
2024-07-07 13:00 | 45480.5417 | 753.13 | 753.13 | 375.42 | 0.26 | 377.97
2024-07-07 14:00 | 45480.5833 | 292.98 | 292.98 | 7.11 | 59.39 | 345.26
2024-07-07 15:00 | 45480.625 | 483.98 | 483.98 | 137.21 | 10.5 | 357.27
2024-07-07 16:00 | 45480.6667 | 361.79 | 361.79 | 59.46 | 47.61 | 349.94
2024-07-07 17:00 | 45480.7083 | 358.85 | 358.85 | 56.96 | 46.08 | 347.97
2024-07-07 18:00 | 45480.75 | 227.97 | 227.97 | 2.69 | 113.41 | 338.69
2024-07-07 19:00 | 45480.7917 | 77.63 | 77.63 | 0 | 253.19 | 330.82
2024-07-07 20:00 | 45480.8333 | 17.63 | 17.63 | 0 | 309.76 | 327.39
2024-07-07 21:00 | 45480.875 | 0.07 | 0.07 | 0 | 331.26 | 331.33
2024-07-07 22:00 | 45480.9167 | 0 | 0 | 0 | 330.75 | 330.75
2024-07-07 23:00 | 45480.9583 | 0 | 0 | 0 | 329.99 | 329.99
2024-08-07 | 45511 | 0 | 0 | 0 | 327.16 | 327.16
2024-08-07 01:00 | 45511.0417 | 0 | 0 | 0 | 326.66 | 326.66
2024-08-07 02:00 | 45511.0833 | 0 | 0 | 0 | 327.68 | 327.68
2024-08-07 03:00 | 45511.125 | 0 | 0 | 0 | 327.42 | 327.42
2024-08-07 04:00 | 45511.1667 | 0 | 0 | 0 | 328.2 | 328.2
2024-08-07 05:00 | 45511.2083 | 10.4 | 10.4 | 0 | 318.2 | 328.6
2024-08-07 06:00 | 45511.25 | 64.08 | 64.08 | 0 | 489.22 | 553.3
2024-08-07 07:00 | 45511.2917 | 215.63 | 215.63 | 0 | 274.18 | 489.81
2024-08-07 08:00 | 45511.3333 | 382.97 | 382.97 | 0.38 | 222.2 | 604.79
2024-08-07 09:00 | 45511.375 | 532.52 | 532.52 | 17.99 | 104.71 | 619.24
2024-08-07 10:00 | 45511.4167 | 665.78 | 665.78 | 133.05 | 29.95 | 562.68
2024-08-07 11:00 | 45511.4583 | 726.42 | 726.42 | 140.35 | 21.25 | 607.32
2024-08-07 12:00 | 45511.5 | 832.04 | 832.04 | 97.54 | 21.25 | 755.75
2024-08-07 13:00 | 45511.5417 | 743.55 | 743.55 | 130.43 | 116.73 | 729.85
2024-08-07 14:00 | 45511.5833 | 808.91 | 808.91 | 83.01 | 29.7 | 755.6
2024-08-07 15:00 | 45511.625 | 750.5 | 750.5 | 79.1 | 67.33 | 738.73
2024-08-07 16:00 | 45511.6667 | 623.91 | 623.91 | 31.24 | 201.72 | 794.39
2024-08-07 17:00 | 45511.7083 | 471 | 471 | 0 | 324.61 | 795.61
2024-08-07 18:00 | 45511.75 | 304.71 | 304.71 | 0 | 433.41 | 738.12
2024-08-07 19:00 | 45511.7917 | 142.05 | 142.05 | 0 | 612.61 | 754.66
2024-08-07 20:00 | 45511.8333 | 27.61 | 27.61 | 0 | 785.15 | 812.76
2024-08-07 21:00 | 45511.875 | 0.11 | 0.11 | 0 | 801.28 | 801.39
2024-08-07 22:00 | 45511.9167 | 0 | 0 | 0 | 490.75 | 490.75
2024-08-07 23:00 | 45511.9583 | 0 | 0 | 0 | 487.17 | 487.17
2024-09-07 | 45542 | 0 | 0 | 0 | 479.49 | 479.49
2024-09-07 01:00 | 45542.0417 | 0 | 0 | 0 | 475.13 | 475.13
2024-09-07 02:00 | 45542.0833 | 0 | 0 | 0 | 475.91 | 475.91
2024-09-07 03:00 | 45542.125 | 0 | 0 | 0 | 476.41 | 476.41
2024-09-07 04:00 | 45542.1667 | 0 | 0 | 0 | 473.35 | 473.35
2024-09-07 05:00 | 45542.2083 | 7.15 | 7.15 | 0 | 444.67 | 451.82
2024-09-07 06:00 | 45542.25 | 78.63 | 78.63 | 0 | 712.19 | 790.82
2024-09-07 07:00 | 45542.2917 | 215.5 | 215.5 | 0 | 950.79 | 1166.29
2024-09-07 08:00 | 45542.3333 | 386.36 | 386.36 | 0 | 721.15 | 1107.51
2024-09-07 09:00 | 45542.375 | 553.03 | 553.03 | 0 | 385.53 | 938.56
2024-09-07 10:00 | 45542.4167 | 689.94 | 689.94 | 2.36 | 424.71 | 1112.29
2024-09-07 11:00 | 45542.4583 | 783.76 | 783.76 | 3.72 | 245.76 | 1025.8
2024-09-07 12:00 | 45542.5 | 600.43 | 600.43 | 8 | 519.68 | 1112.11
2024-09-07 13:00 | 45542.5417 | 759.19 | 759.19 | 24.76 | 333.57 | 1068
2024-09-07 14:00 | 45542.5833 | 811.8 | 811.8 | 30.72 | 259.32 | 1040.4
2024-09-07 15:00 | 45542.625 | 449.73 | 449.73 | 0.13 | 501.76 | 951.36
2024-09-07 16:00 | 45542.6667 | 463.41 | 463.41 | 2.05 | 338.18 | 799.54
2024-09-07 17:00 | 45542.7083 | 453.74 | 453.74 | 0 | 407.81 | 861.55
2024-09-07 18:00 | 45542.75 | 268.03 | 268.03 | 0 | 541.69 | 809.72
2024-09-07 19:00 | 45542.7917 | 156.67 | 156.67 | 0 | 758.28 | 914.95
2024-09-07 20:00 | 45542.8333 | 26.18 | 26.18 | 0 | 734.72 | 760.9
2024-09-07 21:00 | 45542.875 | 0.04 | 0.04 | 0 | 673.53 | 673.57
2024-09-07 22:00 | 45542.9167 | 0 | 0 | 0 | 542.98 | 542.98
2024-09-07 23:00 | 45542.9583 | 0 | 0 | 0 | 532.48 | 532.48
2024-10-07 | 45572 | 0 | 0 | 0 | 528.38 | 528.38
2024-10-07 01:00 | 45572.0417 | 0 | 0 | 0 | 531.46 | 531.46
2024-10-07 02:00 | 45572.0833 | 0 | 0 | 0 | 531.2 | 531.2
2024-10-07 03:00 | 45572.125 | 0 | 0 | 0 | 533.25 | 533.25
2024-10-07 04:00 | 45572.1667 | 0 | 0 | 0 | 534.52 | 534.52
2024-10-07 05:00 | 45572.2083 | 7.21 | 7.21 | 0 | 524.04 | 531.25
2024-10-07 06:00 | 45572.25 | 76.77 | 76.77 | 0 | 466.68 | 543.45
2024-10-07 07:00 | 45572.2917 | 211.08 | 211.08 | 0 | 701.44 | 912.52
2024-10-07 08:00 | 45572.3333 | 354.49 | 354.49 | 0 | 596.74 | 951.23
2024-10-07 09:00 | 45572.375 | 540.54 | 540.54 | 0 | 261.89 | 802.43
2024-10-07 10:00 | 45572.4167 | 683.04 | 683.04 | 10.3 | 216.57 | 889.31
2024-10-07 11:00 | 45572.4583 | 764.74 | 764.74 | 82.82 | 15.62 | 697.54
2024-10-07 12:00 | 45572.5 | 790.14 | 790.14 | 60.16 | 116.74 | 846.72
2024-10-07 13:00 | 45572.5417 | 580.58 | 580.58 | 91.78 | 126.72 | 615.52
2024-10-07 14:00 | 45572.5833 | 813.71 | 813.71 | 103.1 | 117.24 | 827.85
2024-10-07 15:00 | 45572.625 | 736.52 | 736.52 | 83.2 | 72.71 | 726.03
2024-10-07 16:00 | 45572.6667 | 615.16 | 615.16 | 0 | 266.24 | 881.4
2024-10-07 17:00 | 45572.7083 | 455.59 | 455.59 | 0 | 356.09 | 811.68
2024-10-07 18:00 | 45572.75 | 286.43 | 286.43 | 0 | 473.35 | 759.78
2024-10-07 19:00 | 45572.7917 | 132.78 | 132.78 | 0 | 385.02 | 517.8
2024-10-07 20:00 | 45572.8333 | 28.78 | 28.78 | 0 | 442.63 | 471.41
2024-10-07 21:00 | 45572.875 | 0.03 | 0.03 | 0 | 453.88 | 453.91
2024-10-07 22:00 | 45572.9167 | 0 | 0 | 0 | 434.69 | 434.69
2024-10-07 23:00 | 45572.9583 | 0 | 0 | 0 | 434.18 | 434.18
2024-11-07 | 45603 | 0 | 0 | 0 | 375.29 | 375.29
2024-11-07 01:00 | 45603.0417 | 0 | 0 | 0 | 370.44 | 370.44
2024-11-07 02:00 | 45603.0833 | 0 | 0 | 0 | 370.94 | 370.94
2024-11-07 03:00 | 45603.125 | 0 | 0 | 0 | 368.9 | 368.9
2024-11-07 04:00 | 45603.1667 | 0 | 0 | 0 | 369.66 | 369.66
2024-11-07 05:00 | 45603.2083 | 6.47 | 6.47 | 0 | 355.84 | 362.31
2024-11-07 06:00 | 45603.25 | 72.96 | 72.96 | 0 | 306.43 | 379.39
2024-11-07 07:00 | 45603.2917 | 203.53 | 203.53 | 0 | 203.78 | 407.31
2024-11-07 08:00 | 45603.3333 | 365.58 | 365.58 | 0.9 | 78.85 | 443.53
2024-11-07 09:00 | 45603.375 | 514.93 | 514.93 | 56.83 | 2.3 | 460.4
2024-11-07 10:00 | 45603.4167 | 657.26 | 657.26 | 187.84 | 0 | 469.42
2024-11-07 11:00 | 45603.4583 | 747.49 | 747.49 | 285.89 | 0 | 461.6
2024-11-07 12:00 | 45603.5 | 812.76 | 812.76 | 289.85 | 0 | 522.91
2024-11-07 13:00 | 45603.5417 | 827.33 | 827.33 | 366.21 | 0 | 461.12
2024-11-07 14:00 | 45603.5833 | 796.63 | 796.63 | 352.51 | 0 | 444.12
2024-11-07 15:00 | 45603.625 | 719.95 | 719.95 | 207.04 | 0 | 512.91
2024-11-07 16:00 | 45603.6667 | 597.25 | 597.25 | 92.74 | 0 | 504.51
2024-11-07 17:00 | 45603.7083 | 456.19 | 456.19 | 5.37 | 42.5 | 493.32
2024-11-07 18:00 | 45603.75 | 290.2 | 290.2 | 0 | 176.89 | 467.09
2024-11-07 19:00 | 45603.7917 | 130.74 | 130.74 | 0 | 234.5 | 365.24
2024-11-07 20:00 | 45603.8333 | 19.45 | 19.45 | 0 | 325.12 | 344.57
2024-11-07 21:00 | 45603.875 | 0.03 | 0.03 | 0 | 348.41 | 348.44
2024-11-07 22:00 | 45603.9167 | 0 | 0 | 0 | 351.75 | 351.75
2024-11-07 23:00 | 45603.9583 | 0 | 0 | 0 | 353.28 | 353.28
2024-12-07 | 45633 | 0 | 0 | 0 | 358.14 | 358.14
2024-12-07 01:00 | 45633.0417 | 0 | 0 | 0 | 361.47 | 361.47
2024-12-07 02:00 | 45633.0833 | 0 | 0 | 0 | 356.36 | 356.36
2024-12-07 03:00 | 45633.125 | 0 | 0 | 0 | 352.25 | 352.25
2024-12-07 04:00 | 45633.1667 | 0 | 0 | 0 | 354.56 | 354.56
2024-12-07 05:00 | 45633.2083 | 3.49 | 3.49 | 0 | 358.91 | 362.4
2024-12-07 06:00 | 45633.25 | 70.07 | 70.07 | 0 | 435.2 | 505.27
2024-12-07 07:00 | 45633.2917 | 200.67 | 200.67 | 0 | 449.8 | 650.47
2024-12-07 08:00 | 45633.3333 | 366.83 | 366.83 | 0 | 413.44 | 780.27
2024-12-07 09:00 | 45633.375 | 528.24 | 528.24 | 5.76 | 262.14 | 784.62
2024-12-07 10:00 | 45633.4167 | 661.78 | 661.78 | 69.44 | 81.66 | 674
2024-12-07 11:00 | 45633.4583 | 751.76 | 751.76 | 170.12 | 15.62 | 597.26
2024-12-07 12:00 | 45633.5 | 781.72 | 781.72 | 216.89 | 44.03 | 608.86
2024-12-07 13:00 | 45633.5417 | 854.39 | 854.39 | 190.4 | 8.45 | 672.44
2024-12-07 14:00 | 45633.5833 | 251.34 | 251.34 | 0.96 | 543.74 | 794.12
2024-12-07 15:00 | 45633.625 | 88.34 | 88.34 | 0 | 650.24 | 738.58
2024-12-07 16:00 | 45633.6667 | 198.2 | 198.2 | 0 | 559.11 | 757.31
2024-12-07 17:00 | 45633.7083 | 343.62 | 343.62 | 3.59 | 403.45 | 743.48
2024-12-07 18:00 | 45633.75 | 309.24 | 309.24 | 0 | 350.47 | 659.71
2024-12-07 19:00 | 45633.7917 | 129.44 | 129.44 | 0 | 571.39 | 700.83
2024-12-07 20:00 | 45633.8333 | 14.39 | 14.39 | 0 | 694.02 | 708.41
2024-12-07 21:00 | 45633.875 | 0.01 | 0.01 | 0 | 483.32 | 483.33
2024-12-07 22:00 | 45633.9167 | 0 | 0 | 0 | 469 | 469
2024-12-07 23:00 | 45633.9583 | 0 | 0 | 0 | 464.89 | 464.89
07/13/2024 00:00:00 | 07/13/2024 00:00:00 | 0 | 0 | 0 | 454.66 | 454.66
07/13/2024 01:00:00 | 07/13/2024 01:00:00 | 0 | 0 | 0 | 444.41 | 444.41
07/13/2024 02:00:00 | 07/13/2024 02:00:00 | 0 | 0 | 0 | 440.32 | 440.32
07/13/2024 03:00:00 | 07/13/2024 03:00:00 | 0 | 0 | 0 | 438.79 | 438.79
07/13/2024 04:00:00 | 07/13/2024 04:00:00 | 0 | 0 | 0 | 437.76 | 437.76
07/13/2024 05:00:00 | 07/13/2024 05:00:00 | 4.63 | 4.63 | 0 | 431.61 | 436.24
07/13/2024 06:00:00 | 07/13/2024 06:00:00 | 49.39 | 49.39 | 0 | 395.78 | 445.17
07/13/2024 07:00:00 | 07/13/2024 07:00:00 | 154.25 | 154.25 | 0 | 444.42 | 598.67
07/13/2024 08:00:00 | 07/13/2024 08:00:00 | 334.17 | 334.17 | 0 | 422.4 | 756.57
07/13/2024 09:00:00 | 07/13/2024 09:00:00 | 503.72 | 503.72 | 5.69 | 111.1 | 609.13
07/13/2024 10:00:00 | 07/13/2024 10:00:00 | 680.24 | 680.24 | 11.14 | 128 | 797.1
07/13/2024 11:00:00 | 07/13/2024 11:00:00 | 631.44 | 631.44 | 82.75 | 166.91 | 715.6
07/13/2024 12:00:00 | 07/13/2024 12:00:00 | 833.45 | 833.45 | 128.58 | 13.83 | 718.7
07/13/2024 13:00:00 | 07/13/2024 13:00:00 | 860.3 | 860.3 | 224.32 | 0 | 635.98
07/13/2024 14:00:00 | 07/13/2024 14:00:00 | 839.98 | 839.98 | 319.55 | 0 | 520.43
07/13/2024 15:00:00 | 07/13/2024 15:00:00 | 753.32 | 753.32 | 262.33 | 0 | 490.99
07/13/2024 16:00:00 | 07/13/2024 16:00:00 | 561.71 | 561.71 | 126.15 | 27.13 | 462.69
07/13/2024 17:00:00 | 07/13/2024 17:00:00 | 448.43 | 448.43 | 33.47 | 36.35 | 451.31
07/13/2024 18:00:00 | 07/13/2024 18:00:00 | 293.23 | 293.23 | 0 | 149.51 | 442.74
07/13/2024 19:00:00 | 07/13/2024 19:00:00 | 126.66 | 126.66 | 0 | 304.13 | 430.79
07/13/2024 20:00:00 | 07/13/2024 20:00:00 | 29.61 | 29.61 | 0 | 401.92 | 431.53
07/13/2024 21:00:00 | 07/13/2024 21:00:00 | 0.11 | 0.11 | 0 | 432.12 | 432.23
07/13/2024 22:00:00 | 07/13/2024 22:00:00 | 0 | 0 | 0 | 430.08 | 430.08
07/13/2024 23:00:00 | 07/13/2024 23:00:00 | 0 | 0 | 0 | 394.24 | 394.24
07/14/2024 00:00:00 | 07/14/2024 00:00:00 | 0 | 0 | 0 | 366.08 | 366.08
07/14/2024 01:00:00 | 07/14/2024 01:00:00 | 0 | 0 | 0 | 365.06 | 365.06
07/14/2024 02:00:00 | 07/14/2024 02:00:00 | 0 | 0 | 0 | 363.52 | 363.52
07/14/2024 03:00:00 | 07/14/2024 03:00:00 | 0 | 0 | 0 | 363.52 | 363.52
07/14/2024 04:00:00 | 07/14/2024 04:00:00 | 0 | 0 | 0 | 362.5 | 362.5
07/14/2024 05:00:00 | 07/14/2024 05:00:00 | 5.55 | 5.55 | 0 | 353.79 | 359.34
07/14/2024 06:00:00 | 07/14/2024 06:00:00 | 82.8 | 82.8 | 0 | 275.45 | 358.25
07/14/2024 07:00:00 | 07/14/2024 07:00:00 | 179.78 | 179.78 | 0 | 182.79 | 362.57
07/14/2024 08:00:00 | 07/14/2024 08:00:00 | 270.96 | 270.96 | 13.06 | 99.33 | 357.23
07/14/2024 09:00:00 | 07/14/2024 09:00:00 | 473.66 | 473.66 | 125.69 | 19.96 | 367.93
07/14/2024 10:00:00 | 07/14/2024 10:00:00 | 682.63 | 682.63 | 301.12 | 0 | 381.51
07/14/2024 11:00:00 | 07/14/2024 11:00:00 | 771.71 | 771.71 | 379.84 | 0 | 391.87
07/14/2024 12:00:00 | 07/14/2024 12:00:00 | 821.66 | 821.66 | 427.33 | 2.05 | 396.38
07/14/2024 13:00:00 | 07/14/2024 13:00:00 | 671.1 | 671.1 | 313.98 | 28.16 | 385.28
07/14/2024 14:00:00 | 07/14/2024 14:00:00 | 612.74 | 612.74 | 237.57 | 4.61 | 379.78
07/14/2024 15:00:00 | 07/14/2024 15:00:00 | 717.86 | 717.86 | 337.92 | 6.66 | 386.6
07/14/2024 16:00:00 | 07/14/2024 16:00:00 | 587.84 | 587.84 | 214.34 | 2.04 | 375.54
07/14/2024 17:00:00 | 07/14/2024 17:00:00 | 442.28 | 442.28 | 76.41 | 0 | 365.87
07/14/2024 18:00:00 | 07/14/2024 18:00:00 | 285.04 | 285.04 | 0.45 | 71.17 | 355.76
07/14/2024 19:00:00 | 07/14/2024 19:00:00 | 171.96 | 171.96 | 0 | 174.08 | 346.04
07/14/2024 20:00:00 | 07/14/2024 20:00:00 | 29.3 | 29.3 | 0 | 312.32 | 341.62
07/14/2024 21:00:00 | 07/14/2024 21:00:00 | 0.07 | 0.07 | 0 | 340.99 | 341.06
07/14/2024 22:00:00 | 07/14/2024 22:00:00 | 0 | 0 | 0 | 339.97 | 339.97
07/14/2024 23:00:00 | 07/14/2024 23:00:00 | 0 | 0 | 0 | 342.53 | 342.53
07/15/2024 00:00:00 | 07/15/2024 00:00:00 | 0 | 0 | 0 | 338.43 | 338.43
07/15/2024 01:00:00 | 07/15/2024 01:00:00 | 0 | 0 | 0 | 337.41 | 337.41
07/15/2024 02:00:00 | 07/15/2024 02:00:00 | 0 | 0 | 0 | 335.87 | 335.87
07/15/2024 03:00:00 | 07/15/2024 03:00:00 | 0 | 0 | 0 | 335.36 | 335.36
07/15/2024 04:00:00 | 07/15/2024 04:00:00 | 0 | 0 | 0 | 334.34 | 334.34
07/15/2024 05:00:00 | 07/15/2024 05:00:00 | 4.82 | 4.82 | 0 | 327.68 | 332.5
07/15/2024 06:00:00 | 07/15/2024 06:00:00 | 72.7 | 72.7 | 0 | 393.73 | 466.43
07/15/2024 07:00:00 | 07/15/2024 07:00:00 | 214.59 | 214.59 | 0 | 278.52 | 493.11
07/15/2024 08:00:00 | 07/15/2024 08:00:00 | 387.4 | 387.4 | 1.86 | 180.74 | 566.28
07/15/2024 09:00:00 | 07/15/2024 09:00:00 | 551.33 | 551.33 | 71.74 | 12.29 | 491.88
07/15/2024 10:00:00 | 07/15/2024 10:00:00 | 687.3 | 687.3 | 49.47 | 33.28 | 671.11
07/15/2024 11:00:00 | 07/15/2024 11:00:00 | 775.48 | 775.48 | 59.27 | 15.36 | 731.57
07/15/2024 12:00:00 | 07/15/2024 12:00:00 | 829.02 | 829.02 | 138.17 | 5.12 | 695.97
07/15/2024 13:00:00 | 07/15/2024 13:00:00 | 847.13 | 847.13 | 172.23 | 0 | 674.9
07/15/2024 14:00:00 | 07/15/2024 14:00:00 | 815.41 | 815.41 | 121.02 | 16.38 | 710.77
07/15/2024 15:00:00 | 07/15/2024 15:00:00 | 744.72 | 744.72 | 201.86 | 2.56 | 545.42
07/15/2024 16:00:00 | 07/15/2024 16:00:00 | 636.81 | 636.81 | 43.07 | 72.71 | 666.45
07/15/2024 17:00:00 | 07/15/2024 17:00:00 | 485.12 | 485.12 | 11.2 | 9.21 | 483.13
07/15/2024 18:00:00 | 07/15/2024 18:00:00 | 317.07 | 317.07 | 0.19 | 138.24 | 455.12
07/15/2024 19:00:00 | 07/15/2024 19:00:00 | 145.94 | 145.94 | 0 | 304.64 | 450.58
07/15/2024 20:00:00 | 07/15/2024 20:00:00 | 28.08 | 28.08 | 0 | 571.39 | 599.47
07/15/2024 21:00:00 | 07/15/2024 21:00:00 | 0.02 | 0.02 | 0 | 462.85 | 462.87
07/15/2024 22:00:00 | 07/15/2024 22:00:00 | 0 | 0 | 0 | 409.6 | 409.6
07/15/2024 23:00:00 | 07/15/2024 23:00:00 | 0 | 0 | 0 | 369.15 | 369.15
07/16/2024 00:00:00 | 07/16/2024 00:00:00 | 0 | 0 | 0 | 358.4 | 358.4
07/16/2024 01:00:00 | 07/16/2024 01:00:00 | 0 | 0 | 0 | 359.43 | 359.43
07/16/2024 02:00:00 | 07/16/2024 02:00:00 | 0 | 0 | 0 | 355.84 | 355.84
07/16/2024 03:00:00 | 07/16/2024 03:00:00 | 0 | 0 | 0 | 355.33 | 355.33
07/16/2024 04:00:00 | 07/16/2024 04:00:00 | 0 | 0 | 0 | 354.81 | 354.81
07/16/2024 05:00:00 | 07/16/2024 05:00:00 | 5.36 | 5.36 | 0 | 347.14 | 352.5
07/16/2024 06:00:00 | 07/16/2024 06:00:00 | 72.11 | 72.11 | 0 | 377.34 | 449.45
07/16/2024 07:00:00 | 07/16/2024 07:00:00 | 210.67 | 210.67 | 0 | 694.79 | 905.46
07/16/2024 08:00:00 | 07/16/2024 08:00:00 | 375.06 | 375.06 | 0 | 766.97 | 1142.03
07/16/2024 09:00:00 | 07/16/2024 09:00:00 | 532.62 | 532.62 | 0 | 567.3 | 1099.92
07/16/2024 10:00:00 | 07/16/2024 10:00:00 | 666.51 | 666.51 | 0 | 481.79 | 1148.3
07/16/2024 11:00:00 | 07/16/2024 11:00:00 | 746.37 | 746.37 | 3.71 | 310.78 | 1053.44
07/16/2024 12:00:00 | 07/16/2024 12:00:00 | 806.97 | 806.97 | 21.19 | 185.35 | 971.13
07/16/2024 13:00:00 | 07/16/2024 13:00:00 | 835.7 | 835.7 | 45.44 | 216.57 | 1006.83
07/16/2024 14:00:00 | 07/16/2024 14:00:00 | 798.59 | 798.59 | 0.06 | 272.9 | 1071.43
07/16/2024 15:00:00 | 07/16/2024 15:00:00 | 724.35 | 724.35 | 10.88 | 148.99 | 862.46
07/16/2024 16:00:00 | 07/16/2024 16:00:00 | 614.72 | 614.72 | 0.26 | 260.1 | 874.56
07/16/2024 17:00:00 | 07/16/2024 17:00:00 | 456.36 | 456.36 | 0 | 198.65 | 655.01
07/16/2024 18:00:00 | 07/16/2024 18:00:00 | 250 | 250 | 0 | 358.92 | 608.92
07/16/2024 19:00:00 | 07/16/2024 19:00:00 | 106.96 | 106.96 | 0 | 420.35 | 527.31
07/16/2024 20:00:00 | 07/16/2024 20:00:00 | 22.83 | 22.83 | 0 | 456.7 | 479.53
07/16/2024 21:00:00 | 07/16/2024 21:00:00 | 0 | 0 | 0 | 471.55 | 471.55
07/16/2024 22:00:00 | 07/16/2024 22:00:00 | 0 | 0 | 0 | 464.39 | 464.39
07/16/2024 23:00:00 | 07/16/2024 23:00:00 | 0 | 0 | 0 | 454.14 | 454.14
07/17/2024 00:00:00 | 07/17/2024 00:00:00 | 0 | 0 | 0 | 444.42 | 444.42
07/17/2024 01:00:00 | 07/17/2024 01:00:00 | 0 | 0 | 0 | 427.01 | 427.01
07/17/2024 02:00:00 | 07/17/2024 02:00:00 | 0 | 0 | 0 | 431.61 | 431.61
07/17/2024 03:00:00 | 07/17/2024 03:00:00 | 0 | 0 | 0 | 429.06 | 429.06
07/17/2024 04:00:00 | 07/17/2024 04:00:00 | 0 | 0 | 0 | 427.01 | 427.01
07/17/2024 05:00:00 | 07/17/2024 05:00:00 | 3.98 | 3.98 | 0 | 417.79 | 421.77
07/17/2024 06:00:00 | 07/17/2024 06:00:00 | 69.95 | 69.95 | 0 | 323.58 | 393.53
07/17/2024 07:00:00 | 07/17/2024 07:00:00 | 208.93 | 208.93 | 0 | 518.66 | 727.59
07/17/2024 08:00:00 | 07/17/2024 08:00:00 | 381.33 | 381.33 | 0 | 369.66 | 750.99
07/17/2024 09:00:00 | 07/17/2024 09:00:00 | 484.01 | 484.01 | 17.53 | 116.74 | 583.22
07/17/2024 10:00:00 | 07/17/2024 10:00:00 | 662.18 | 662.18 | 13 | 95.74 | 744.92
07/17/2024 11:00:00 | 07/17/2024 11:00:00 | 756.73 | 756.73 | 243.13 | 1.54 | 515.14
07/17/2024 12:00:00 | 07/17/2024 12:00:00 | 822.95 | 822.95 | 69.95 | 4.61 | 757.61
07/17/2024 13:00:00 | 07/17/2024 13:00:00 | 736.25 | 736.25 | 206.85 | 31.23 | 560.63
07/17/2024 14:00:00 | 07/17/2024 14:00:00 | 705.67 | 705.67 | 57.54 | 101.37 | 749.5
07/17/2024 15:00:00 | 07/17/2024 15:00:00 | 747.9 | 747.9 | 186.81 | 2.56 | 563.65
07/17/2024 16:00:00 | 07/17/2024 16:00:00 | 599.47 | 599.47 | 176.58 | 13.32 | 436.21
07/17/2024 17:00:00 | 07/17/2024 17:00:00 | 457.73 | 457.73 | 34.88 | 104.44 | 527.29
07/17/2024 18:00:00 | 07/17/2024 18:00:00 | 222.68 | 222.68 | 0 | 248.32 | 471
07/17/2024 19:00:00 | 07/17/2024 19:00:00 | 95.94 | 95.94 | 0 | 347.14 | 443.08
07/17/2024 20:00:00 | 07/17/2024 20:00:00 | 7.6 | 7.6 | 0 | 476.16 | 483.76
07/17/2024 21:00:00 | 07/17/2024 21:00:00 | 0 | 0 | 0 | 369.15 | 369.15
07/17/2024 22:00:00 | 07/17/2024 22:00:00 | 0 | 0 | 0 | 394.24 | 394.24
07/17/2024 23:00:00 | 07/17/2024 23:00:00 | 0 | 0 | 0 | 393.73 | 393.73
07/18/2024 00:00:00 | 07/18/2024 00:00:00 | 0 | 0 | 0 | 390.66 | 390.66
07/18/2024 01:00:00 | 07/18/2024 01:00:00 | 0 | 0 | 0 | 388.6 | 388.6
07/18/2024 02:00:00 | 07/18/2024 02:00:00 | 0 | 0 | 0 | 349.19 | 349.19
07/18/2024 03:00:00 | 07/18/2024 03:00:00 | 0 | 0 | 0 | 328.19 | 328.19
07/18/2024 04:00:00 | 07/18/2024 04:00:00 | 0 | 0 | 0 | 328.19 | 328.19
07/18/2024 05:00:00 | 07/18/2024 05:00:00 | 4.35 | 4.35 | 0 | 322.56 | 326.91
07/18/2024 06:00:00 | 07/18/2024 06:00:00 | 74.69 | 74.69 | 0 | 527.87 | 602.56
07/18/2024 07:00:00 | 07/18/2024 07:00:00 | 201.97 | 201.97 | 0 | 690.18 | 892.15
07/18/2024 08:00:00 | 07/18/2024 08:00:00 | 374.34 | 374.34 | 0 | 584.19 | 958.53
07/18/2024 09:00:00 | 07/18/2024 09:00:00 | 541.85 | 541.85 | 0 | 492.03 | 1033.88
07/18/2024 10:00:00 | 07/18/2024 10:00:00 | 681.91 | 681.91 | 39.17 | 176.13 | 818.87
07/18/2024 11:00:00 | 07/18/2024 11:00:00 | 774.63 | 774.63 | 21.37 | 215.04 | 968.3
07/18/2024 12:00:00 | 07/18/2024 12:00:00 | 822.17 | 822.17 | 71.62 | 192 | 942.55
07/18/2024 13:00:00 | 07/18/2024 13:00:00 | 839.75 | 839.75 | 71.3 | 82.43 | 850.88
07/18/2024 14:00:00 | 07/18/2024 14:00:00 | 799.63 | 799.63 | 15.23 | 112.13 | 896.53
07/18/2024 15:00:00 | 07/18/2024 15:00:00 | 680.28 | 680.28 | 20.61 | 175.11 | 834.78
07/18/2024 16:00:00 | 07/18/2024 16:00:00 | 608.04 | 608.04 | 0 | 308.73 | 916.77
07/18/2024 17:00:00 | 07/18/2024 17:00:00 | 444.28 | 444.28 | 0 | 432.64 | 876.92
07/18/2024 18:00:00 | 07/18/2024 18:00:00 | 280.09 | 280.09 | 0 | 439.3 | 719.39
07/18/2024 19:00:00 | 07/18/2024 19:00:00 | 119.25 | 119.25 | 0 | 648.7 | 767.95
07/18/2024 20:00:00 | 07/18/2024 20:00:00 | 19.65 | 19.65 | 0 | 671.75 | 691.4
07/18/2024 21:00:00 | 07/18/2024 21:00:00 | 0.02 | 0.02 | 0 | 590.84 | 590.86
07/18/2024 22:00:00 | 07/18/2024 22:00:00 | 0 | 0 | 0 | 464.39 | 464.39
07/18/2024 23:00:00 | 07/18/2024 23:00:00 | 0 | 0 | 0 | 443.9 | 443.9
07/19/2024 00:00:00 | 07/19/2024 00:00:00 | 0 | 0 | 0 | 427.52 | 427.52
07/19/2024 01:00:00 | 07/19/2024 01:00:00 | 0 | 0 | 0 | 420.35 | 420.35
07/19/2024 02:00:00 | 07/19/2024 02:00:00 | 0 | 0 | 0 | 419.33 | 419.33
07/19/2024 03:00:00 | 07/19/2024 03:00:00 | 0 | 0 | 0 | 416.77 | 416.77
07/19/2024 04:00:00 | 07/19/2024 04:00:00 | 0 | 0 | 0 | 418.3 | 418.3
07/19/2024 05:00:00 | 07/19/2024 05:00:00 | 4.44 | 4.44 | 0 | 414.72 | 419.16
07/19/2024 06:00:00 | 07/19/2024 06:00:00 | 77.34 | 77.34 | 0 | 451.59 | 528.93
07/19/2024 07:00:00 | 07/19/2024 07:00:00 | 214.12 | 214.12 | 0 | 771.58 | 985.7
07/19/2024 08:00:00 | 07/19/2024 08:00:00 | 367.98 | 367.98 | 0 | 630.79 | 998.77
07/19/2024 09:00:00 | 07/19/2024 09:00:00 | 516.51 | 516.51 | 0 | 316.92 | 833.43
07/19/2024 10:00:00 | 07/19/2024 10:00:00 | 655.68 | 655.68 | 0 | 248.84 | 904.52
07/19/2024 11:00:00 | 07/19/2024 11:00:00 | 748.43 | 748.43 | 42.56 | 94.2 | 800.07
07/19/2024 12:00:00 | 07/19/2024 12:00:00 | 689.58 | 689.58 | 159.48 | 50.18 | 580.28
07/19/2024 13:00:00 | 07/19/2024 13:00:00 | 585.23 | 585.23 | 107.14 | 176.64 | 654.73
07/19/2024 14:00:00 | 07/19/2024 14:00:00 | 483.28 | 483.28 | 3.78 | 376.83 | 856.33
07/19/2024 15:00:00 | 07/19/2024 15:00:00 | 580.04 | 580.04 | 28.41 | 221.19 | 772.82
07/19/2024 16:00:00 | 07/19/2024 16:00:00 | 503.28 | 503.28 | 2.37 | 287.23 | 788.14
07/19/2024 17:00:00 | 07/19/2024 17:00:00 | 178.16 | 178.16 | 0 | 544.25 | 722.41
07/19/2024 18:00:00 | 07/19/2024 18:00:00 | 42.13 | 42.13 | 0 | 708.1 | 750.23
07/19/2024 19:00:00 | 07/19/2024 19:00:00 | 20.65 | 20.65 | 0 | 438.27 | 458.92
07/19/2024 20:00:00 | 07/19/2024 20:00:00 | 1.18 | 1.18 | 0 |  | 1.18
07/19/2024 21:00:00 | 07/19/2024 21:00:00 | 0 | 0 | 0 |  | 0
07/19/2024 22:00:00 | 07/19/2024 22:00:00 | 0 | 0 | 0 | 520.7 | 520.7
07/19/2024 23:00:00 | 07/19/2024 23:00:00 | 0 | 0 | 0 | 488.96 | 488.96
07/20/2024 00:00:00 | 07/20/2024 00:00:00 | 0 | 0 | 0 | 468.99 | 468.99
07/20/2024 01:00:00 | 07/20/2024 01:00:00 | 0 | 0 | 0 | 457.22 | 457.22
07/20/2024 02:00:00 | 07/20/2024 02:00:00 | 0 | 0 | 0 | 444.42 | 444.42
07/20/2024 03:00:00 | 07/20/2024 03:00:00 | 0 | 0 | 0 | 437.24 | 437.24
07/20/2024 04:00:00 | 07/20/2024 04:00:00 | 0 | 0 | 0 | 429.57 | 429.57
07/20/2024 05:00:00 | 07/20/2024 05:00:00 | 5.48 | 5.48 | 0 | 419.33 | 424.81
07/20/2024 06:00:00 | 07/20/2024 06:00:00 | 29.84 | 29.84 | 0 | 456.19 | 486.03
07/20/2024 07:00:00 | 07/20/2024 07:00:00 | 64.07 | 64.07 | 0 | 434.69 | 498.76
07/20/2024 08:00:00 | 07/20/2024 08:00:00 | 84.81 | 84.81 | 0 | 542.21 | 627.02
07/20/2024 09:00:00 | 07/20/2024 09:00:00 | 139.66 | 139.66 | 0 | 487.42 | 627.08
07/20/2024 10:00:00 | 07/20/2024 10:00:00 | 337.24 | 337.24 | 0 | 339.97 | 677.21
07/20/2024 11:00:00 | 07/20/2024 11:00:00 | 291.64 | 291.64 | 0 | 392.7 | 684.34
07/20/2024 12:00:00 | 07/20/2024 12:00:00 | 232.13 | 232.13 | 0 | 393.73 | 625.86
07/20/2024 13:00:00 | 07/20/2024 13:00:00 | 402.13 | 402.13 | 9.98 | 199.68 | 591.83
07/20/2024 14:00:00 | 07/20/2024 14:00:00 | 610.05 | 610.05 | 132.16 | 0 | 477.89
07/20/2024 15:00:00 | 07/20/2024 15:00:00 | 760.35 | 760.35 | 280.07 | 0 | 480.28
07/20/2024 16:00:00 | 07/20/2024 16:00:00 | 653.8 | 653.8 | 186.56 | 4.1 | 471.34
07/20/2024 17:00:00 | 07/20/2024 17:00:00 | 500.9 | 500.9 | 75.45 | 25.6 | 451.05
07/20/2024 18:00:00 | 07/20/2024 18:00:00 | 134.1 | 134.1 | 0 | 287.23 | 421.33
07/20/2024 19:00:00 | 07/20/2024 19:00:00 | 76.89 | 76.89 | 0 | 339.46 | 416.35
07/20/2024 20:00:00 | 07/20/2024 20:00:00 | 20.06 | 20.06 | 0 | 376.83 | 396.89
07/20/2024 21:00:00 | 07/20/2024 21:00:00 | 0.01 | 0.01 | 0 | 394.75 | 394.76
07/20/2024 22:00:00 | 07/20/2024 22:00:00 | 0 | 0 | 0 | 393.73 | 393.73
07/20/2024 23:00:00 | 07/20/2024 23:00:00 | 0 | 0 | 0 | 394.24 | 394.24
07/21/2024 00:00:00 | 07/21/2024 00:00:00 | 0 | 0 | 0 | 330.24 | 330.24
07/21/2024 01:00:00 | 07/21/2024 01:00:00 | 0 | 0 | 0 | 331.26 | 331.26
07/21/2024 02:00:00 | 07/21/2024 02:00:00 | 0 | 0 | 0 | 331.27 | 331.27
07/21/2024 03:00:00 | 07/21/2024 03:00:00 | 0 | 0 | 0 | 331.77 | 331.77
07/21/2024 04:00:00 | 07/21/2024 04:00:00 | 0 | 0 | 0 | 330.24 | 330.24
07/21/2024 05:00:00 | 07/21/2024 05:00:00 | 3.98 | 3.98 | 0 | 324.61 | 328.59
07/21/2024 06:00:00 | 07/21/2024 06:00:00 | 69.83 | 69.83 | 0 | 259.07 | 328.9
07/21/2024 07:00:00 | 07/21/2024 07:00:00 | 142.05 | 142.05 | 0 | 192 | 334.05
07/21/2024 08:00:00 | 07/21/2024 08:00:00 | 237.87 | 237.87 | 0.07 | 100.87 | 338.67
07/21/2024 09:00:00 | 07/21/2024 09:00:00 | 520.35 | 520.35 | 179.97 | 4.09 | 344.47
07/21/2024 10:00:00 | 07/21/2024 10:00:00 | 646.61 | 646.61 | 286.27 | 0 | 360.34
07/21/2024 11:00:00 | 07/21/2024 11:00:00 | 698.28 | 698.28 | 332.29 | 0 | 365.99
07/21/2024 12:00:00 | 07/21/2024 12:00:00 | 770.61 | 770.61 | 397.76 | 1.03 | 373.88
07/21/2024 13:00:00 | 07/21/2024 13:00:00 | 436.38 | 436.38 | 84.54 | 1.02 | 352.86
07/21/2024 14:00:00 | 07/21/2024 14:00:00 | 646.73 | 646.73 | 289.86 | 10.24 | 367.11
07/21/2024 15:00:00 | 07/21/2024 15:00:00 | 719 | 719 | 349.24 | 3.07 | 372.83
07/21/2024 16:00:00 | 07/21/2024 16:00:00 | 602.76 | 602.76 | 248.2 | 6.15 | 360.71
07/21/2024 17:00:00 | 07/21/2024 17:00:00 | 450.94 | 450.94 | 104.44 | 0 | 346.5
07/21/2024 18:00:00 | 07/21/2024 18:00:00 | 268.79 | 268.79 | 2.18 | 67.58 | 334.19
07/21/2024 19:00:00 | 07/21/2024 19:00:00 | 62.69 | 62.69 | 0 | 259.58 | 322.27
07/21/2024 20:00:00 | 07/21/2024 20:00:00 | 5.13 | 5.13 | 0 | 315.91 | 321.04
07/21/2024 21:00:00 | 07/21/2024 21:00:00 | 0 | 0 | 0 | 323.58 | 323.58
07/21/2024 22:00:00 | 07/21/2024 22:00:00 | 0 | 0 | 0 | 324.61 | 324.61
07/21/2024 23:00:00 | 07/21/2024 23:00:00 | 0 | 0 | 0 | 325.63 | 325.63
07/22/2024 00:00:00 | 07/22/2024 00:00:00 | 0 | 0 | 0 | 322.56 | 322.56
07/22/2024 01:00:00 | 07/22/2024 01:00:00 | 0 | 0 | 0 | 322.56 | 322.56
07/22/2024 02:00:00 | 07/22/2024 02:00:00 | 0 | 0 | 0 | 318.47 | 318.47
07/22/2024 03:00:00 | 07/22/2024 03:00:00 | 0 | 0 | 0 | 315.9 | 315.9
07/22/2024 04:00:00 | 07/22/2024 04:00:00 | 0 | 0 | 0 | 317.44 | 317.44
07/22/2024 05:00:00 | 07/22/2024 05:00:00 | 4.39 | 4.39 | 0 | 310.78 | 315.17
07/22/2024 06:00:00 | 07/22/2024 06:00:00 | 55.12 | 55.12 | 0 | 388.61 | 443.73
07/22/2024 07:00:00 | 07/22/2024 07:00:00 | 123.76 | 123.76 | 0 | 425.99 | 549.75
07/22/2024 08:00:00 | 07/22/2024 08:00:00 | 302.4 | 302.4 | 0 | 318.97 | 621.37
07/22/2024 09:00:00 | 07/22/2024 09:00:00 | 490.86 | 490.86 | 18.43 | 151.04 | 623.47
07/22/2024 10:00:00 | 07/22/2024 10:00:00 | 518.25 | 518.25 | 11.39 | 108.03 | 614.89
07/22/2024 11:00:00 | 07/22/2024 11:00:00 | 500.31 | 500.31 | 45.12 | 150.53 | 605.72
07/22/2024 12:00:00 | 07/22/2024 12:00:00 | 795.98 | 795.98 | 179.27 | 35.33 | 652.04
07/22/2024 13:00:00 | 07/22/2024 13:00:00 | 855.34 | 855.34 | 62.27 | 20.48 | 813.55
07/22/2024 14:00:00 | 07/22/2024 14:00:00 | 813.96 | 813.96 | 178.3 | 12.8 | 648.46
07/22/2024 15:00:00 | 07/22/2024 15:00:00 | 615.99 | 615.99 | 91.59 | 203.78 | 728.18
07/22/2024 16:00:00 | 07/22/2024 16:00:00 | 186.49 | 186.49 | 0.06 | 574.46 | 760.89
07/22/2024 17:00:00 | 07/22/2024 17:00:00 | 338.06 | 338.06 | 20.35 | 192 | 509.71
07/22/2024 18:00:00 | 07/22/2024 18:00:00 | 62.24 | 62.24 | 0 | 427.01 | 489.25
07/22/2024 19:00:00 | 07/22/2024 19:00:00 | 12.66 | 12.66 | 0 | 596.48 | 609.14
07/22/2024 20:00:00 | 07/22/2024 20:00:00 | 5.81 | 5.81 | 0 | 496.13 | 501.94
07/22/2024 21:00:00 | 07/22/2024 21:00:00 | 0 | 0 | 0 | 695.29 | 695.29
07/22/2024 22:00:00 | 07/22/2024 22:00:00 | 0 | 0 | 0 | 425.99 | 425.99
07/22/2024 23:00:00 | 07/22/2024 23:00:00 | 0 | 0 | 0 | 410.62 | 410.62
07/23/2024 00:00:00 | 07/23/2024 00:00:00 | 0 | 0 | 0 | 408.58 | 408.58
07/23/2024 01:00:00 | 07/23/2024 01:00:00 | 0 | 0 | 0 | 408.57 | 408.57
07/23/2024 02:00:00 | 07/23/2024 02:00:00 | 0 | 0 | 0 | 409.09 | 409.09
07/23/2024 03:00:00 | 07/23/2024 03:00:00 | 0 | 0 | 0 | 410.11 | 410.11
07/23/2024 04:00:00 | 07/23/2024 04:00:00 | 0 | 0 | 0 | 407.55 | 407.55
07/23/2024 05:00:00 | 07/23/2024 05:00:00 | 2.8 | 2.8 | 0 | 374.79 | 377.59
07/23/2024 06:00:00 | 07/23/2024 06:00:00 | 61.17 | 61.17 | 0 | 520.19 | 581.36
07/23/2024 07:00:00 | 07/23/2024 07:00:00 | 199.1 | 199.1 | 0 | 548.86 | 747.96
07/23/2024 08:00:00 | 07/23/2024 08:00:00 | 364.83 | 364.83 | 0 | 431.62 | 796.45
07/23/2024 09:00:00 | 07/23/2024 09:00:00 | 521.69 | 521.69 | 0.64 | 324.61 | 845.66
07/23/2024 10:00:00 | 07/23/2024 10:00:00 | 572.12 | 572.12 | 16.13 | 301.57 | 857.56
07/23/2024 11:00:00 | 07/23/2024 11:00:00 | 470.21 | 470.21 | 0 | 421.37 | 891.58
07/23/2024 12:00:00 | 07/23/2024 12:00:00 | 721.94 | 721.94 | 11.84 | 186.88 | 896.98
07/23/2024 13:00:00 | 07/23/2024 13:00:00 | 675.89 | 675.89 | 33.73 | 246.27 | 888.43
07/23/2024 14:00:00 | 07/23/2024 14:00:00 | 661.4 | 661.4 | 4.42 | 255.49 | 912.47
07/23/2024 15:00:00 | 07/23/2024 15:00:00 | 250.55 | 250.55 | 0 | 338.43 | 588.98
07/23/2024 16:00:00 | 07/23/2024 16:00:00 | 264.37 | 264.37 | 0 | 614.92 | 879.29
07/23/2024 17:00:00 | 07/23/2024 17:00:00 | 361.34 | 361.34 | 0 | 420.86 | 782.2
07/23/2024 18:00:00 | 07/23/2024 18:00:00 | 221.4 | 221.4 | 0 | 569.86 | 791.26
07/23/2024 19:00:00 | 07/23/2024 19:00:00 | 118.21 | 118.21 | 0 | 695.8 | 814.01
07/23/2024 20:00:00 | 07/23/2024 20:00:00 | 12.51 | 12.51 | 0 | 836.61 | 849.12
07/23/2024 21:00:00 | 07/23/2024 21:00:00 | 0 | 0 | 0 | 730.11 | 730.11
07/23/2024 22:00:00 | 07/23/2024 22:00:00 | 0 | 0 | 0 | 494.6 | 494.6
07/23/2024 23:00:00 | 07/23/2024 23:00:00 | 0 | 0 | 0 | 480.76 | 480.76
07/24/2024 00:00:00 | 07/24/2024 00:00:00 | 0 | 0 | 0 | 479.75 | 479.75
07/24/2024 01:00:00 | 07/24/2024 01:00:00 | 0 | 0 | 0 | 462.33 | 462.33
07/24/2024 02:00:00 | 07/24/2024 02:00:00 | 0 | 0 | 0 | 460.8 | 460.8
07/24/2024 03:00:00 | 07/24/2024 03:00:00 | 0 | 0 | 0 | 452.1 | 452.1
07/24/2024 04:00:00 | 07/24/2024 04:00:00 | 0 | 0 | 0 | 451.58 | 451.58
07/24/2024 05:00:00 | 07/24/2024 05:00:00 | 2.35 | 2.35 | 0 | 451.59 | 453.94
07/24/2024 06:00:00 | 07/24/2024 06:00:00 | 63.19 | 63.19 | 0 | 398.85 | 462.04
07/24/2024 07:00:00 | 07/24/2024 07:00:00 | 183.2 | 183.2 | 0 | 309.76 | 492.96
07/24/2024 08:00:00 | 07/24/2024 08:00:00 | 348.17 | 348.17 | 0.25 | 177.66 | 525.58
07/24/2024 09:00:00 | 07/24/2024 09:00:00 | 568.4 | 568.4 | 86.59 | 2.05 | 483.86
07/24/2024 10:00:00 | 07/24/2024 10:00:00 | 579.98 | 579.98 | 121.6 | 26.62 | 485
07/24/2024 11:00:00 | 07/24/2024 11:00:00 | 697.69 | 697.69 | 197.32 | 8.71 | 509.08
07/24/2024 12:00:00 | 07/24/2024 12:00:00 | 749.16 | 749.16 | 270.4 | 9.72 | 488.48
07/24/2024 13:00:00 | 07/24/2024 13:00:00 | 711.37 | 711.37 | 229.82 | 13.83 | 495.38
07/24/2024 14:00:00 | 07/24/2024 14:00:00 | 698.03 | 698.03 | 154.5 | 42.49 | 586.02
07/24/2024 15:00:00 | 07/24/2024 15:00:00 | 672.37 | 672.37 | 41.53 | 129.03 | 759.87
07/24/2024 16:00:00 | 07/24/2024 16:00:00 | 622.41 | 622.41 | 14.98 | 225.28 | 832.71
07/24/2024 17:00:00 | 07/24/2024 17:00:00 | 450.59 | 450.59 | 0 | 214.53 | 665.12
07/24/2024 18:00:00 | 07/24/2024 18:00:00 | 277.11 | 277.11 | 0 | 278.52 | 555.63
07/24/2024 19:00:00 | 07/24/2024 19:00:00 | 101.78 | 101.78 | 0 | 665.6 | 767.38
07/24/2024 20:00:00 | 07/24/2024 20:00:00 | 13.15 | 13.15 | 0 | 831.49 | 844.64
07/24/2024 21:00:00 | 07/24/2024 21:00:00 | 0 | 0 | 0 | 745.99 | 745.99
07/24/2024 22:00:00 | 07/24/2024 22:00:00 | 0 | 0 | 0 | 462.84 | 462.84
07/24/2024 23:00:00 | 07/24/2024 23:00:00 | 0 | 0 | 0 | 458.24 | 458.24
07/25/2024 00:00:00 | 07/25/2024 00:00:00 | 0 | 0 | 0 | 451.08 | 451.08
07/25/2024 01:00:00 | 07/25/2024 01:00:00 | 0 | 0 | 0 | 425.98 | 425.98
07/25/2024 02:00:00 | 07/25/2024 02:00:00 | 0 | 0 | 0 | 421.89 | 421.89
07/25/2024 03:00:00 | 07/25/2024 03:00:00 | 0 | 0 | 0 | 418.81 | 418.81
07/25/2024 04:00:00 | 07/25/2024 04:00:00 | 0 | 0 | 0 | 418.31 | 418.31
07/25/2024 05:00:00 | 07/25/2024 05:00:00 | 1.2 | 1.2 | 0 | 419.84 | 421.04
07/25/2024 06:00:00 | 07/25/2024 06:00:00 | 62.62 | 62.62 | 0 | 591.36 | 653.98
07/25/2024 07:00:00 | 07/25/2024 07:00:00 | 171.23 | 171.23 | 0 | 768.51 | 939.74
07/25/2024 08:00:00 | 07/25/2024 08:00:00 | 195.14 | 195.14 | 0 | 942.59 | 1137.73
07/25/2024 09:00:00 | 07/25/2024 09:00:00 | 375.84 | 375.84 | 0 | 374.27 | 750.11
07/25/2024 10:00:00 | 07/25/2024 10:00:00 | 656.85 | 656.85 | 39.93 | 334.85 | 951.77
07/25/2024 11:00:00 | 07/25/2024 11:00:00 | 691.91 | 691.91 | 23.43 | 260.61 | 929.09
07/25/2024 12:00:00 | 07/25/2024 12:00:00 | 787.56 | 787.56 | 0.45 | 415.23 | 1202.34
07/25/2024 13:00:00 | 07/25/2024 13:00:00 | 810.96 | 810.96 | 91.77 | 121.35 | 840.54
07/25/2024 14:00:00 | 07/25/2024 14:00:00 | 809.56 | 809.56 | 10.18 | 171.52 | 970.9
07/25/2024 15:00:00 | 07/25/2024 15:00:00 | 742.15 | 742.15 | 3.77 | 146.94 | 885.32
07/25/2024 16:00:00 | 07/25/2024 16:00:00 | 617.98 | 617.98 | 0 | 283.65 | 901.63
07/25/2024 17:00:00 | 07/25/2024 17:00:00 | 429.82 | 429.82 | 0 | 340.48 | 770.3
07/25/2024 18:00:00 | 07/25/2024 18:00:00 | 302.35 | 302.35 | 0 | 577.53 | 879.88
07/25/2024 19:00:00 | 07/25/2024 19:00:00 | 102.34 | 102.34 | 0 | 771.08 | 873.42
07/25/2024 20:00:00 | 07/25/2024 20:00:00 | 7.85 | 7.85 | 0 | 893.44 | 901.29
07/25/2024 21:00:00 | 07/25/2024 21:00:00 | 0 | 0 | 0 | 761.34 | 761.34
07/25/2024 22:00:00 | 07/25/2024 22:00:00 | 0 | 0 | 0 | 502.27 | 502.27
07/25/2024 23:00:00 | 07/25/2024 23:00:00 | 0 | 0 | 0 | 499.2 | 499.2
07/26/2024 00:00:00 | 07/26/2024 00:00:00 | 0 | 0 | 0 | 494.59 | 494.59
07/26/2024 01:00:00 | 07/26/2024 01:00:00 | 0 | 0 | 0 | 482.31 | 482.31
07/26/2024 02:00:00 | 07/26/2024 02:00:00 | 0 | 0 | 0 | 466.43 | 466.43
07/26/2024 03:00:00 | 07/26/2024 03:00:00 | 0 | 0 | 0 | 461.82 | 461.82
07/26/2024 04:00:00 | 07/26/2024 04:00:00 | 0 | 0 | 0 | 462.34 | 462.34
07/26/2024 05:00:00 | 07/26/2024 05:00:00 | 2.04 | 2.04 | 0 | 460.29 | 462.33
07/26/2024 06:00:00 | 07/26/2024 06:00:00 | 58.74 | 58.74 | 0 | 558.08 | 616.82
07/26/2024 07:00:00 | 07/26/2024 07:00:00 | 210.58 | 210.58 | 0 | 958.46 | 1169.04
07/26/2024 08:00:00 | 07/26/2024 08:00:00 | 380.45 | 380.45 | 0 | 743.43 | 1123.88
07/26/2024 09:00:00 | 07/26/2024 09:00:00 | 574.44 | 574.44 | 0.07 | 449.02 | 1023.39
07/26/2024 10:00:00 | 07/26/2024 10:00:00 | 682.5 | 682.5 | 15.49 | 165.38 | 832.39
07/26/2024 11:00:00 | 07/26/2024 11:00:00 | 783.58 | 783.58 | 23.74 | 188.92 | 948.76
07/26/2024 12:00:00 | 07/26/2024 12:00:00 | 843.28 | 843.28 | 52.03 | 140.8 | 932.05
07/26/2024 13:00:00 | 07/26/2024 13:00:00 | 793.38 | 793.38 | 68.87 | 97.8 | 822.31
07/26/2024 14:00:00 | 07/26/2024 14:00:00 | 820.04 | 820.04 | 69.69 | 119.29 | 869.64
07/26/2024 15:00:00 | 07/26/2024 15:00:00 | 453.57 | 453.57 | 39.55 | 370.69 | 784.71
07/26/2024 16:00:00 | 07/26/2024 16:00:00 | 621.47 | 621.47 | 42.12 | 111.62 | 690.97
07/26/2024 17:00:00 | 07/26/2024 17:00:00 | 466.1 | 466.1 | 0 | 125.95 | 592.05
07/26/2024 18:00:00 | 07/26/2024 18:00:00 | 277.25 | 277.25 | 0 | 437.25 | 714.5
07/26/2024 19:00:00 | 07/26/2024 19:00:00 | 118.43 | 118.43 | 0 | 686.08 | 804.51
07/26/2024 20:00:00 | 07/26/2024 20:00:00 | 15.25 | 15.25 | 0 | 823.29 | 838.54
07/26/2024 21:00:00 | 07/26/2024 21:00:00 | 0 | 0 | 0 | 710.15 | 710.15
07/26/2024 22:00:00 | 07/26/2024 22:00:00 | 0 | 0 | 0 | 497.66 | 497.66
07/26/2024 23:00:00 | 07/26/2024 23:00:00 | 0 | 0 | 0 | 496.64 | 496.64
07/27/2024 00:00:00 | 07/27/2024 00:00:00 | 0 | 0 | 0 | 496.64 | 496.64
07/27/2024 01:00:00 | 07/27/2024 01:00:00 | 0 | 0 | 0 | 495.62 | 495.62
07/27/2024 02:00:00 | 07/27/2024 02:00:00 | 0 | 0 | 0 | 474.62 | 474.62
07/27/2024 03:00:00 | 07/27/2024 03:00:00 | 0 | 0 | 0 | 464.9 | 464.9
07/27/2024 04:00:00 | 07/27/2024 04:00:00 | 0 | 0 | 0 | 462.84 | 462.84
07/27/2024 05:00:00 | 07/27/2024 05:00:00 | 2.41 | 2.41 | 0 | 456.2 | 458.61
07/27/2024 06:00:00 | 07/27/2024 06:00:00 | 57.04 | 57.04 | 0 | 528.38 | 585.42
07/27/2024 07:00:00 | 07/27/2024 07:00:00 | 187.57 | 187.57 | 0 | 623.1 | 810.67
07/27/2024 08:00:00 | 07/27/2024 08:00:00 | 340.83 | 340.83 | 0 | 422.4 | 763.23
07/27/2024 09:00:00 | 07/27/2024 09:00:00 | 362.66 | 362.66 | 0 | 513.03 | 875.69
07/27/2024 10:00:00 | 07/27/2024 10:00:00 | 375.71 | 375.71 | 0 | 409.09 | 784.8
07/27/2024 11:00:00 | 07/27/2024 11:00:00 | 748.77 | 748.77 | 62.97 | 94.2 | 780
07/27/2024 12:00:00 | 07/27/2024 12:00:00 | 811.04 | 811.04 | 112.58 | 25.09 | 723.55
07/27/2024 13:00:00 | 07/27/2024 13:00:00 | 833.07 | 833.07 | 198.65 | 2.05 | 636.47
07/27/2024 14:00:00 | 07/27/2024 14:00:00 | 696.04 | 696.04 | 217.16 | 39.94 | 518.82
07/27/2024 15:00:00 | 07/27/2024 15:00:00 | 719.97 | 719.97 | 216.57 | 0 | 503.4
07/27/2024 16:00:00 | 07/27/2024 16:00:00 | 592.93 | 592.93 | 99.33 | 0 | 493.6
07/27/2024 17:00:00 | 07/27/2024 17:00:00 | 436.4 | 436.4 | 3.65 | 49.66 | 482.41
07/27/2024 18:00:00 | 07/27/2024 18:00:00 | 267.37 | 267.37 | 0 | 199.17 | 466.54
07/27/2024 19:00:00 | 07/27/2024 19:00:00 | 84.85 | 84.85 | 0 | 366.08 | 450.93
07/27/2024 20:00:00 | 07/27/2024 20:00:00 | 11.82 | 11.82 | 0 | 171.52 | 183.34
07/27/2024 21:00:00 | 07/27/2024 21:00:00 | 0 | 0 | 0 | 433.66 | 433.66
07/27/2024 22:00:00 | 07/27/2024 22:00:00 | 0 | 0 | 0 | 418.82 | 418.82
07/27/2024 23:00:00 | 07/27/2024 23:00:00 | 0 | 0 | 0 | 416.77 | 416.77
07/28/2024 00:00:00 | 07/28/2024 00:00:00 | 0 | 0 | 0 | 415.23 | 415.23
07/28/2024 01:00:00 | 07/28/2024 01:00:00 | 0 | 0 | 0 | 413.69 | 413.69
07/28/2024 02:00:00 | 07/28/2024 02:00:00 | 0 | 0 | 0 | 413.7 | 413.7
07/28/2024 03:00:00 | 07/28/2024 03:00:00 | 0 | 0 | 0 | 412.16 | 412.16
07/28/2024 04:00:00 | 07/28/2024 04:00:00 | 0 | 0 | 0 | 412.16 | 412.16
07/28/2024 05:00:00 | 07/28/2024 05:00:00 | 1.61 | 1.61 | 0 | 410.11 | 411.72
07/28/2024 06:00:00 | 07/28/2024 06:00:00 | 48.5 | 48.5 | 0 | 359.94 | 408.44
07/28/2024 07:00:00 | 07/28/2024 07:00:00 | 179.31 | 179.31 | 0 | 201.21 | 380.52
07/28/2024 08:00:00 | 07/28/2024 08:00:00 | 342.24 | 342.24 | 9.73 | 36.36 | 368.87
07/28/2024 09:00:00 | 07/28/2024 09:00:00 | 510.24 | 510.24 | 137.6 | 0 | 372.64
07/28/2024 10:00:00 | 07/28/2024 10:00:00 | 651.29 | 651.29 | 270.59 | 0 | 380.7
07/28/2024 11:00:00 | 07/28/2024 11:00:00 | 748.7 | 748.7 | 359.55 | 0 | 389.15
07/28/2024 12:00:00 | 07/28/2024 12:00:00 | 802.06 | 802.06 | 410.24 | 0 | 391.82
07/28/2024 13:00:00 | 07/28/2024 13:00:00 | 818.66 | 818.66 | 432.96 | 0 | 385.7
07/28/2024 14:00:00 | 07/28/2024 14:00:00 | 783.52 | 783.52 | 403.26 | 0 | 380.26
07/28/2024 15:00:00 | 07/28/2024 15:00:00 | 711.56 | 711.56 | 336.45 | 0 | 375.11
07/28/2024 16:00:00 | 07/28/2024 16:00:00 | 598.46 | 598.46 | 229.31 | 0 | 369.15
07/28/2024 17:00:00 | 07/28/2024 17:00:00 | 468.64 | 468.64 | 107.78 | 0 | 360.86
07/28/2024 18:00:00 | 07/28/2024 18:00:00 | 231.49 | 231.49 | 8.13 | 122.88 | 346.24
07/28/2024 19:00:00 | 07/28/2024 19:00:00 | 15.63 | 15.63 | 0 | 301.56 | 317.19
07/28/2024 20:00:00 | 07/28/2024 20:00:00 | 0 | 0 | 0 |  | 0
07/28/2024 21:00:00 | 07/28/2024 21:00:00 | 0 | 0 | 0 |  | 0
07/28/2024 22:00:00 | 07/28/2024 22:00:00 | 0 | 0 | 0 | 203.27 | 203.27
07/28/2024 23:00:00 | 07/28/2024 23:00:00 | 0 | 0 | 0 | 333.31 | 333.31
07/29/2024 00:00:00 | 07/29/2024 00:00:00 | 0 | 0 | 0 | 326.14 | 326.14
07/29/2024 01:00:00 | 07/29/2024 01:00:00 | 0 | 0 | 0 | 324.61 | 324.61
07/29/2024 02:00:00 | 07/29/2024 02:00:00 | 0 | 0 | 0 | 326.66 | 326.66
07/29/2024 03:00:00 | 07/29/2024 03:00:00 | 0 | 0 | 0 | 326.14 | 326.14
07/29/2024 04:00:00 | 07/29/2024 04:00:00 | 0 | 0 | 0 | 353.79 | 353.79
07/29/2024 05:00:00 | 07/29/2024 05:00:00 | 1.97 | 1.97 | 0 | 367.11 | 369.08
07/29/2024 06:00:00 | 07/29/2024 06:00:00 | 60.9 | 60.9 | 0 | 379.39 | 440.29
07/29/2024 07:00:00 | 07/29/2024 07:00:00 | 199.39 | 199.39 | 0 | 370.18 | 569.57
07/29/2024 08:00:00 | 07/29/2024 08:00:00 | 372.85 | 372.85 | 0 | 504.32 | 877.17
07/29/2024 09:00:00 | 07/29/2024 09:00:00 | 548.34 | 548.34 | 0 | 397.31 | 945.65
07/29/2024 10:00:00 | 07/29/2024 10:00:00 | 698.39 | 698.39 | 0 | 280.57 | 978.96
07/29/2024 11:00:00 | 07/29/2024 11:00:00 | 789.48 | 789.48 | 65.66 | 32.26 | 756.08
07/29/2024 12:00:00 | 07/29/2024 12:00:00 | 842.48 | 842.48 | 141.7 | 1.02 | 701.8
07/29/2024 13:00:00 | 07/29/2024 13:00:00 | 861.64 | 861.64 | 129.6 | 30.21 | 762.25
07/29/2024 14:00:00 | 07/29/2024 14:00:00 | 822.2 | 822.2 | 2.49 | 205.83 | 1025.54
07/29/2024 15:00:00 | 07/29/2024 15:00:00 | 740 | 740 | 1.6 | 133.63 | 872.03
07/29/2024 16:00:00 | 07/29/2024 16:00:00 | 616.57 | 616.57 | 1.48 | 273.41 | 888.5
07/29/2024 17:00:00 | 07/29/2024 17:00:00 | 455.56 | 455.56 | 0 | 449.02 | 904.58
07/29/2024 18:00:00 | 07/29/2024 18:00:00 | 280.99 | 280.99 | 0 | 565.76 | 846.75
07/29/2024 19:00:00 | 07/29/2024 19:00:00 | 117.81 | 117.81 | 0 | 719.36 | 837.17
07/29/2024 20:00:00 | 07/29/2024 20:00:00 | 15.01 | 15.01 | 0 | 832.51 | 847.52
07/29/2024 21:00:00 | 07/29/2024 21:00:00 | 0 | 0 | 0 | 803.33 | 803.33
07/29/2024 22:00:00 | 07/29/2024 22:00:00 | 0 | 0 | 0 | 477.7 | 477.7
07/29/2024 23:00:00 | 07/29/2024 23:00:00 | 0 | 0 | 0 | 474.62 | 474.62
07/30/2024 00:00:00 | 07/30/2024 00:00:00 | 0 | 0 | 0 | 467.97 | 467.97
07/30/2024 01:00:00 | 07/30/2024 01:00:00 | 0 | 0 | 0 | 464.38 | 464.38
07/30/2024 02:00:00 | 07/30/2024 02:00:00 | 0 | 0 | 0 | 453.63 | 453.63
07/30/2024 03:00:00 | 07/30/2024 03:00:00 | 0 | 0 | 0 | 438.28 | 438.28
07/30/2024 04:00:00 | 07/30/2024 04:00:00 | 0 | 0 | 0 | 436.22 | 436.22
07/30/2024 05:00:00 | 07/30/2024 05:00:00 | 1.71 | 1.71 | 0 | 429.57 | 431.28
07/30/2024 06:00:00 | 07/30/2024 06:00:00 | 54.52 | 54.52 | 0 | 664.06 | 718.58
07/30/2024 07:00:00 | 07/30/2024 07:00:00 | 193.68 | 193.68 | 0 | 645.12 | 838.8
07/30/2024 08:00:00 | 07/30/2024 08:00:00 | 366.46 | 366.46 | 0 | 484.35 | 850.81
07/30/2024 09:00:00 | 07/30/2024 09:00:00 | 534.98 | 534.98 | 0 | 576 | 1110.98
07/30/2024 10:00:00 | 07/30/2024 10:00:00 | 681.78 | 681.78 | 0 | 444.93 | 1126.71
07/30/2024 11:00:00 | 07/30/2024 11:00:00 | 779.38 | 779.38 | 72.96 | 66.56 | 772.98
07/30/2024 12:00:00 | 07/30/2024 12:00:00 | 834.71 | 834.71 | 155.39 | 17.41 | 696.73
07/30/2024 13:00:00 | 07/30/2024 13:00:00 | 853.8 | 853.8 | 27.45 | 102.91 | 929.26
07/30/2024 14:00:00 | 07/30/2024 14:00:00 | 817.53 | 817.53 | 2.63 | 278.02 | 1092.92
07/30/2024 15:00:00 | 07/30/2024 15:00:00 | 736.56 | 736.56 | 12.54 | 108.54 | 832.56
07/30/2024 16:00:00 | 07/30/2024 16:00:00 | 616.78 | 616.78 | 42.24 | 18.95 | 593.49
07/30/2024 17:00:00 | 07/30/2024 17:00:00 | 454.94 | 454.94 | 0 | 356.35 | 811.29
07/30/2024 18:00:00 | 07/30/2024 18:00:00 | 274.05 | 274.05 | 0 | 543.74 | 817.79
07/30/2024 19:00:00 | 07/30/2024 19:00:00 | 107 | 107 | 0 | 706.56 | 813.56
07/30/2024 20:00:00 | 07/30/2024 20:00:00 | 12.22 | 12.22 | 0 | 844.8 | 857.02
07/30/2024 21:00:00 | 07/30/2024 21:00:00 | 0 | 0 | 0 | 664.58 | 664.58
07/30/2024 22:00:00 | 07/30/2024 22:00:00 | 0 | 0 | 0 | 502.27 | 502.27
07/30/2024 23:00:00 | 07/30/2024 23:00:00 | 0 | 0 | 0 | 500.22 | 500.22
07/31/2024 00:00:00 | 07/31/2024 00:00:00 | 0 | 0 | 0 | 494.08 | 494.08
07/31/2024 01:00:00 | 07/31/2024 01:00:00 | 0 | 0 | 0 | 494.08 | 494.08
07/31/2024 02:00:00 | 07/31/2024 02:00:00 | 0 | 0 | 0 | 492.55 | 492.55
07/31/2024 03:00:00 | 07/31/2024 03:00:00 | 0 | 0 | 0 | 491.01 | 491.01
07/31/2024 04:00:00 | 07/31/2024 04:00:00 | 0 | 0 | 0 | 470.01 | 470.01
07/31/2024 05:00:00 | 07/31/2024 05:00:00 | 1.34 | 1.34 | 0 | 456.19 | 457.53
07/31/2024 06:00:00 | 07/31/2024 06:00:00 | 50.16 | 50.16 | 0 | 409.09 | 459.25
07/31/2024 07:00:00 | 07/31/2024 07:00:00 | 181.98 | 181.98 | 0 | 608.77 | 790.75
07/31/2024 08:00:00 | 07/31/2024 08:00:00 | 346.69 | 346.69 | 0 | 452.1 | 798.79
07/31/2024 09:00:00 | 07/31/2024 09:00:00 | 516.98 | 516.98 | 4.8 | 135.16 | 647.34
07/31/2024 10:00:00 | 07/31/2024 10:00:00 | 658.87 | 658.87 | 13.06 | 109.57 | 755.38
07/31/2024 11:00:00 | 07/31/2024 11:00:00 | 755.07 | 755.07 | 12.41 | 130.05 | 872.71
07/31/2024 12:00:00 | 07/31/2024 12:00:00 | 809.08 | 809.08 | 82.05 | 20.48 | 747.51
07/31/2024 13:00:00 | 07/31/2024 13:00:00 | 824.06 | 824.06 | 100.48 | 31.23 | 754.81
07/31/2024 14:00:00 | 07/31/2024 14:00:00 | 788.27 | 788.27 | 42.75 | 79.87 | 825.39
07/31/2024 15:00:00 | 07/31/2024 15:00:00 | 704.89 | 704.89 | 18.56 | 153.09 | 839.42
07/31/2024 16:00:00 | 07/31/2024 16:00:00 | 580.57 | 580.57 | 14.4 | 66.05 | 632.22
07/31/2024 17:00:00 | 07/31/2024 17:00:00 | 424.77 | 424.77 | 0 | 175.62 | 600.39
07/31/2024 18:00:00 | 07/31/2024 18:00:00 | 239.41 | 239.41 | 0 | 455.68 | 695.09
07/31/2024 19:00:00 | 07/31/2024 19:00:00 | 22.22 | 22.22 | 0 | 635.9 | 658.12
07/31/2024 20:00:00 | 07/31/2024 20:00:00 | 3.31 | 3.31 | 0 | 613.89 | 617.2
07/31/2024 21:00:00 | 07/31/2024 21:00:00 | 0 | 0 | 0 | 640.51 | 640.51
07/31/2024 22:00:00 | 07/31/2024 22:00:00 | 0 | 0 | 0 | 491.01 | 491.01
07/31/2024 23:00:00 | 07/31/2024 23:00:00 | 0 | 0 | 0 | 476.67 | 476.67
2024-01-08 | 45299 | 0 | 0 | 0 | 460.8 | 460.8
2024-01-08 01:00 | 45299.0417 | 0 | 0 | 0 | 450.56 | 450.56
2024-01-08 02:00 | 45299.0833 | 0 | 0 | 0 | 445.95 | 445.95
2024-01-08 03:00 | 45299.125 | 0 | 0 | 0 | 444.42 | 444.42
2024-01-08 04:00 | 45299.1667 | 0 | 0 | 0 | 429.05 | 429.05
2024-01-08 05:00 | 45299.2083 | 0.53 | 0.53 | 0 | 419.84 | 420.37
2024-01-08 06:00 | 45299.25 | 55.93 | 55.93 | 0 | 547.33 | 603.26
2024-01-08 07:00 | 45299.2917 | 121.41 | 121.41 | 0 | 879.11 | 1000.52
2024-01-08 08:00 | 45299.3333 | 252.22 | 252.22 | 0 | 717.82 | 970.04
2024-01-08 09:00 | 45299.375 | 327.81 | 327.81 | 0 | 569.34 | 897.15
2024-01-08 10:00 | 45299.4167 | 643.73 | 643.73 | 0.52 | 224.77 | 867.98
2024-01-08 11:00 | 45299.4583 | 708.59 | 708.59 | 1.4 | 402.95 | 1110.14
2024-01-08 12:00 | 45299.5 | 799.38 | 799.38 | 0.26 | 368.64 | 1167.76
2024-01-08 13:00 | 45299.5417 | 761.34 | 761.34 | 0.45 | 274.43 | 1035.32
2024-01-08 14:00 | 45299.5833 | 743.44 | 743.44 | 12.61 | 161.28 | 892.11
2024-01-08 15:00 | 45299.625 | 635.15 | 635.15 | 19.84 | 159.23 | 774.54
2024-01-08 16:00 | 45299.6667 | 583.8 | 583.8 | 0 | 204.29 | 788.09
2024-01-08 17:00 | 45299.7083 | 454.99 | 454.99 | 0 | 199.17 | 654.16
2024-01-08 18:00 | 45299.75 | 166.92 | 166.92 | 0 | 581.12 | 748.04
2024-01-08 19:00 | 45299.7917 | 7.88 | 7.88 | 0 | 538.11 | 545.99
2024-01-08 20:00 | 45299.8333 | 0.03 | 0.03 | 0 | 536.06 | 536.09
2024-01-08 21:00 | 45299.875 | 0 | 0 | 0 | 603.65 | 603.65
2024-01-08 22:00 | 45299.9167 | 0 | 0 | 0 | 478.72 | 478.72
2024-01-08 23:00 | 45299.9583 | 0 | 0 | 0 | 465.41 | 465.41
2024-02-08 | 45330 | 0 | 0 | 0 | 449.53 | 449.53
2024-02-08 01:00 | 45330.0417 | 0 | 0 | 0 | 451.59 | 451.59
2024-02-08 02:00 | 45330.0833 | 0 | 0 | 0 | 449.02 | 449.02
2024-02-08 03:00 | 45330.125 | 0 | 0 | 0 | 435.71 | 435.71
2024-02-08 04:00 | 45330.1667 | 0 | 0 | 0 | 430.08 | 430.08
2024-02-08 05:00 | 45330.2083 | 0.34 | 0.34 | 0 | 423.43 | 423.77
2024-02-08 06:00 | 45330.25 | 35.79 | 35.79 | 0 | 704.51 | 740.3
2024-02-08 07:00 | 45330.2917 | 183.39 | 183.39 | 0 | 992.26 | 1175.65
2024-02-08 08:00 | 45330.3333 | 357.82 | 357.82 | 0 | 658.43 | 1016.25
2024-02-08 09:00 | 45330.375 | 526.06 | 526.06 | 0 | 451.07 | 977.13
2024-02-08 10:00 | 45330.4167 | 672.57 | 672.57 | 0 | 415.23 | 1087.8
2024-02-08 11:00 | 45330.4583 | 772.93 | 772.93 | 15.04 | 160.77 | 918.66
2024-02-08 12:00 | 45330.5 | 835.89 | 835.89 | 20.22 | 216.06 | 1031.73
2024-02-08 13:00 | 45330.5417 | 841.03 | 841.03 | 13.89 | 96.77 | 923.91
2024-02-08 14:00 | 45330.5833 | 788.04 | 788.04 | 0 | 199.17 | 987.21
2024-02-08 15:00 | 45330.625 | 596.35 | 596.35 | 0.13 | 340.99 | 937.21
2024-02-08 16:00 | 45330.6667 | 539.3 | 539.3 | 2.36 | 252.42 | 789.36
2024-02-08 17:00 | 45330.7083 | 270.27 | 270.27 | 0 | 551.93 | 822.2
2024-02-08 18:00 | 45330.75 | 32.27 | 32.27 | 0 | 548.87 | 581.14
2024-02-08 19:00 | 45330.7917 | 17.7 | 17.7 | 0 | 509.44 | 527.14
2024-02-08 20:00 | 45330.8333 | 10.02 | 10.02 | 0 | 509.95 | 519.97
2024-02-08 21:00 | 45330.875 | 0 | 0 | 0 | 522.75 | 522.75
2024-02-08 22:00 | 45330.9167 | 0 | 0 | 0 | 519.17 | 519.17
2024-02-08 23:00 | 45330.9583 | 0 | 0 | 0 | 519.17 | 519.17
2024-03-08 | 45359 | 0 | 0 | 0 | 516.61 | 516.61
2024-03-08 01:00 | 45359.0417 | 0 | 0 | 0 | 507.9 | 507.9
2024-03-08 02:00 | 45359.0833 | 0 | 0 | 0 | 485.38 | 485.38
2024-03-08 03:00 | 45359.125 | 0 | 0 | 0 | 484.35 | 484.35
2024-03-08 04:00 | 45359.1667 | 0 | 0 | 0 | 484.86 | 484.86
2024-03-08 05:00 | 45359.2083 | 0.72 | 0.72 | 0 | 472.07 | 472.79
2024-03-08 06:00 | 45359.25 | 47.36 | 47.36 | 0 | 412.67 | 460.03
2024-03-08 07:00 | 45359.2917 | 76.46 | 76.46 | 0 | 421.89 | 498.35
2024-03-08 08:00 | 45359.3333 | 183.77 | 183.77 | 0 | 290.3 | 474.07
2024-03-08 09:00 | 45359.375 | 162.07 | 162.07 | 0 | 307.2 | 469.27
2024-03-08 10:00 | 45359.4167 | 350.43 | 350.43 | 9.86 | 230.4 | 570.97
2024-03-08 11:00 | 45359.4583 | 488.59 | 488.59 | 66.88 | 113.15 | 534.86
2024-03-08 12:00 | 45359.5 | 583.86 | 583.86 | 114.37 | 1.54 | 471.03
2024-03-08 13:00 | 45359.5417 | 644.91 | 644.91 | 210.81 | 24.57 | 458.67
2024-03-08 14:00 | 45359.5833 | 820.81 | 820.81 | 361.48 | 0 | 459.33
2024-03-08 15:00 | 45359.625 | 602.88 | 602.88 | 190.78 | 31.24 | 443.34
2024-03-08 16:00 | 45359.6667 | 512.18 | 512.18 | 120.9 | 41.47 | 432.75
2024-03-08 17:00 | 45359.7083 | 398.64 | 398.64 | 24.76 | 54.27 | 428.15
2024-03-08 18:00 | 45359.75 | 239.48 | 239.48 | 0 | 177.66 | 417.14
2024-03-08 19:00 | 45359.7917 | 88.53 | 88.53 | 0 | 320.52 | 409.05
2024-03-08 20:00 | 45359.8333 | 6.16 | 6.16 | 0 | 399.87 | 406.03
2024-03-08 21:00 | 45359.875 | 0 | 0 | 0 | 407.04 | 407.04
2024-03-08 22:00 | 45359.9167 | 0 | 0 | 0 | 399.87 | 399.87
2024-03-08 23:00 | 45359.9583 | 0 | 0 | 0 | 402.43 | 402.43
2024-04-08 | 45390 | 0 | 0 | 0 | 402.43 | 402.43
2024-04-08 01:00 | 45390.0417 | 0 | 0 | 0 | 370.69 | 370.69
2024-04-08 02:00 | 45390.0833 | 0 | 0 | 0 | 341.51 | 341.51
2024-04-08 03:00 | 45390.125 | 0 | 0 | 0 | 336.89 | 336.89
2024-04-08 04:00 | 45390.1667 | 0 | 0 | 0 | 336.39 | 336.39
2024-04-08 05:00 | 45390.2083 | 1.31 | 1.31 | 0 | 333.31 | 334.62
2024-04-08 06:00 | 45390.25 | 43.69 | 43.69 | 0 | 291.33 | 335.02
2024-04-08 07:00 | 45390.2917 | 161.66 | 161.66 | 0 | 182.27 | 343.93
2024-04-08 08:00 | 45390.3333 | 202.07 | 202.07 | 0 | 142.33 | 344.4
2024-04-08 09:00 | 45390.375 | 356.16 | 356.16 | 79.43 | 80.39 | 357.12
2024-04-08 10:00 | 45390.4167 | 630.43 | 630.43 | 264.7 | 11.77 | 377.5
2024-04-08 11:00 | 45390.4583 | 759.56 | 759.56 | 368.64 | 0 | 390.92
2024-04-08 12:00 | 45390.5 | 813.97 | 813.97 | 417.67 | 0 | 396.3
2024-04-08 13:00 | 45390.5417 | 828.12 | 828.12 | 429.76 | 0 | 398.36
2024-04-08 14:00 | 45390.5833 | 859.09 | 859.09 | 460.99 | 0 | 398.1
2024-04-08 15:00 | 45390.625 | 552.67 | 552.67 | 196.99 | 24.58 | 380.26
2024-04-08 16:00 | 45390.6667 | 536.99 | 536.99 | 166.78 | 6.14 | 376.35
2024-04-08 17:00 | 45390.7083 | 391.98 | 391.98 | 45.19 | 17.41 | 364.2
2024-04-08 18:00 | 45390.75 | 217.5 | 217.5 | 0.38 | 134.66 | 351.78
2024-04-08 19:00 | 45390.7917 | 64.81 | 64.81 | 0 | 274.94 | 339.75
2024-04-08 20:00 | 45390.8333 | 5.34 | 5.34 | 0 | 335.87 | 341.21
2024-04-08 21:00 | 45390.875 | 0 | 0 | 0 | 349.19 | 349.19
2024-04-08 22:00 | 45390.9167 | 0 | 0 | 0 | 349.69 | 349.69
2024-04-08 23:00 | 45390.9583 | 0 | 0 | 0 | 348.16 | 348.16
2024-05-08 | 45420 | 0 | 0 | 0 | 344.58 | 344.58
2024-05-08 01:00 | 45420.0417 | 0 | 0 | 0 | 347.65 | 347.65
2024-05-08 02:00 | 45420.0833 | 0 | 0 | 0 | 346.62 | 346.62
2024-05-08 03:00 | 45420.125 | 0 | 0 | 0 | 346.11 | 346.11
2024-05-08 04:00 | 45420.1667 | 0 | 0 | 0 | 343.56 | 343.56
2024-05-08 05:00 | 45420.2083 | 0.32 | 0.32 | 0 | 343.55 | 343.87
2024-05-08 06:00 | 45420.25 | 30.33 | 30.33 | 0 | 311.81 | 342.14
2024-05-08 07:00 | 45420.2917 | 107.29 | 107.29 | 0 | 259.58 | 366.87
2024-05-08 08:00 | 45420.3333 | 214.85 | 214.85 | 0 | 152.58 | 367.43
2024-05-08 09:00 | 45420.375 | 390.47 | 390.47 | 28.29 | 11.26 | 373.44
2024-05-08 10:00 | 45420.4167 | 535.91 | 535.91 | 109.18 | 0 | 426.73
2024-05-08 11:00 | 45420.4583 | 645.26 | 645.26 | 211.78 | 0 | 433.48
2024-05-08 12:00 | 45420.5 | 749.63 | 749.63 | 403.52 | 0 | 346.11
2024-05-08 13:00 | 45420.5417 | 792.92 | 792.92 | 372.48 | 0 | 420.44
2024-05-08 14:00 | 45420.5833 | 686.79 | 686.79 | 297.09 | 1.54 | 391.24
2024-05-08 15:00 | 45420.625 | 693.84 | 693.84 | 337.85 | 0 | 355.99
2024-05-08 16:00 | 45420.6667 | 426.93 | 426.93 | 176.84 | 0.51 | 250.6
2024-05-08 17:00 | 45420.7083 | 347.4 | 347.4 | 122.62 | 17.92 | 242.7
2024-05-08 18:00 | 45420.75 | 200.36 | 200.36 | 26.3 | 60.41 | 234.47
2024-05-08 19:00 | 45420.7917 | 51.01 | 51.01 | 0 | 173.06 | 224.07
2024-05-08 20:00 | 45420.8333 | 5.72 | 5.72 | 0 | 218.11 | 223.83
2024-05-08 21:00 | 45420.875 | 0 | 0 | 0 | 224.26 | 224.26
2024-05-08 22:00 | 45420.9167 | 0 | 0 | 0 | 224.25 | 224.25
2024-05-08 23:00 | 45420.9583 | 0 | 0 | 0 | 223.24 | 223.24
2024-06-08 | 45451 | 0 | 0 | 0 | 222.2 | 222.2
2024-06-08 01:00 | 45451.0417 | 0 | 0 | 0 | 223.24 | 223.24
2024-06-08 02:00 | 45451.0833 | 0 | 0 | 0 | 222.72 | 222.72
2024-06-08 03:00 | 45451.125 | 0 | 0 | 0 | 223.74 | 223.74
2024-06-08 04:00 | 45451.1667 | 0 | 0 | 0 | 223.23 | 223.23
2024-06-08 05:00 | 45451.2083 | 0.4 | 0.4 | 0 | 221.7 | 222.1
2024-06-08 06:00 | 45451.25 | 41.6 | 41.6 | 0 | 184.83 | 226.43
2024-06-08 07:00 | 45451.2917 | 178.26 | 178.26 | 0 | 109.57 | 287.83
2024-06-08 08:00 | 45451.3333 | 338.93 | 338.93 | 27.01 | 24.06 | 335.98
2024-06-08 09:00 | 45451.375 | 509.41 | 509.41 | 154.24 | 0 | 355.17
2024-06-08 10:00 | 45451.4167 | 660.88 | 660.88 | 285.7 | 0 | 375.18
2024-06-08 11:00 | 45451.4583 | 760.87 | 760.87 | 371.84 | 0 | 389.03
2024-06-08 12:00 | 45451.5 | 813.2 | 813.2 | 507.01 | 0 | 306.19
2024-06-08 13:00 | 45451.5417 | 830.42 | 830.42 | 438.33 | 0 | 392.09
2024-06-08 14:00 | 45451.5833 | 792.56 | 792.56 | 447.94 | 0 | 344.62
2024-06-08 15:00 | 45451.625 | 709.79 | 709.79 | 342.65 | 0 | 367.14
2024-06-08 16:00 | 45451.6667 | 588.35 | 588.35 | 333.57 | 0 | 254.78
2024-06-08 17:00 | 45451.7083 | 427.29 | 427.29 | 183.68 | 0 | 243.61
2024-06-08 18:00 | 45451.75 | 243.29 | 243.29 | 27.39 | 20.99 | 236.89
2024-06-08 19:00 | 45451.7917 | 45.63 | 45.63 | 0 | 178.69 | 224.32
2024-06-08 20:00 | 45451.8333 | 3.18 | 3.18 | 0 | 221.19 | 224.37
2024-06-08 21:00 | 45451.875 | 0 | 0 | 0 | 227.84 | 227.84
2024-06-08 22:00 | 45451.9167 | 0 | 0 | 0 | 225.28 | 225.28
2024-06-08 23:00 | 45451.9583 | 0 | 0 | 0 | 224.25 | 224.25
2024-07-08 | 45481 | 0 | 0 | 0 | 223.75 | 223.75
2024-07-08 01:00 | 45481.0417 | 0 | 0 | 0 | 222.72 | 222.72
2024-07-08 02:00 | 45481.0833 | 0 | 0 | 0 | 223.74 | 223.74
2024-07-08 03:00 | 45481.125 | 0 | 0 | 0 | 224.26 | 224.26
2024-07-08 04:00 | 45481.1667 | 0 | 0 | 0 | 224.76 | 224.76
2024-07-08 05:00 | 45481.2083 | 0.18 | 0.18 | 0 | 223.24 | 223.42
2024-07-08 06:00 | 45481.25 | 39.56 | 39.56 | 0 | 188.41 | 227.97
2024-07-08 07:00 | 45481.2917 | 168.91 | 168.91 | 0 | 161.79 | 330.7
2024-07-08 08:00 | 45481.3333 | 332.44 | 332.44 | 18.95 | 37.89 | 351.38
2024-07-08 09:00 | 45481.375 | 500.81 | 500.81 | 130.11 | 0 | 370.7
2024-07-08 10:00 | 45481.4167 | 646.56 | 646.56 | 268.93 | 0 | 377.63
2024-07-08 11:00 | 45481.4583 | 745.71 | 745.71 | 348.41 | 0 | 397.3
2024-07-08 12:00 | 45481.5 | 796.44 | 796.44 | 424.96 | 0 | 371.48
2024-07-08 13:00 | 45481.5417 | 814.64 | 814.64 | 432 | 0 | 382.64
2024-07-08 14:00 | 45481.5833 | 771.71 | 771.71 | 353.54 | 0 | 418.17
2024-07-08 15:00 | 45481.625 | 595.25 | 595.25 | 236.35 | 0 | 358.9
2024-07-08 16:00 | 45481.6667 | 537.41 | 537.41 | 268.61 | 0 | 268.8
2024-07-08 17:00 | 45481.7083 | 210.89 | 210.89 | 5.44 | 37.89 | 243.34
2024-07-08 18:00 | 45481.75 | 82.61 | 82.61 | 0 | 155.14 | 237.75
2024-07-08 19:00 | 45481.7917 | 27.18 | 27.18 | 0 | 205.82 | 233
2024-07-08 20:00 | 45481.8333 | 1.16 | 1.16 | 0 | 232.96 | 234.12
2024-07-08 21:00 | 45481.875 | 0 | 0 | 0 | 235.52 | 235.52
2024-07-08 22:00 | 45481.9167 | 0 | 0 | 0 | 233.98 | 233.98
2024-07-08 23:00 | 45481.9583 | 0 | 0 | 0 | 233.48 | 233.48
2024-08-08 | 45512 | 0 | 0 | 0 | 231.42 | 231.42
2024-08-08 01:00 | 45512.0417 | 0 | 0 | 0 | 231.42 | 231.42
2024-08-08 02:00 | 45512.0833 | 0 | 0 | 0 | 231.43 | 231.43
2024-08-08 03:00 | 45512.125 | 0 | 0 | 0 | 231.93 | 231.93
2024-08-08 04:00 | 45512.1667 | 0 | 0 | 0 | 231.43 | 231.43
2024-08-08 05:00 | 45512.2083 | 0.12 | 0.12 | 0 | 232.45 | 232.57
2024-08-08 06:00 | 45512.25 | 23.96 | 23.96 | 0 | 208.89 | 232.85
2024-08-08 07:00 | 45512.2917 | 173.95 | 173.95 | 0.13 | 84.48 | 258.3
2024-08-08 08:00 | 45512.3333 | 339.37 | 339.37 | 41.41 | 6.15 | 304.11
2024-08-08 09:00 | 45512.375 | 510.04 | 510.04 | 231.42 | 0 | 278.62
2024-08-08 10:00 | 45512.4167 | 658.16 | 658.16 | 308.29 | 0 | 349.87
2024-08-08 11:00 | 45512.4583 | 758.18 | 758.18 | 355.13 | 0 | 403.05
2024-08-08 12:00 | 45512.5 | 817 | 817 | 487.11 | 0 | 329.89
2024-08-08 13:00 | 45512.5417 | 837.94 | 837.94 | 476.35 | 0 | 361.59
2024-08-08 14:00 | 45512.5833 | 799.96 | 799.96 | 399.62 | 0 | 400.34
2024-08-08 15:00 | 45512.625 | 679.49 | 679.49 | 327.36 | 0 | 352.13
2024-08-08 16:00 | 45512.6667 | 500.95 | 500.95 | 213.82 | 0.51 | 287.64
2024-08-08 17:00 | 45512.7083 | 411.55 | 411.55 | 150.85 | 4.61 | 265.31
2024-08-08 18:00 | 45512.75 | 251.51 | 251.51 | 18.49 | 22.52 | 255.54
2024-08-08 19:00 | 45512.7917 | 92.66 | 92.66 | 0 | 152.07 | 244.73
2024-08-08 20:00 | 45512.8333 | 5.98 | 5.98 | 0 | 237.57 | 243.55
2024-08-08 21:00 | 45512.875 | 0 | 0 | 0 | 244.22 | 244.22
2024-08-08 22:00 | 45512.9167 | 0 | 0 | 0 | 244.74 | 244.74
2024-08-08 23:00 | 45512.9583 | 0 | 0 | 0 | 243.2 | 243.2
2024-09-08 | 45543 | 0 | 0 | 0 | 241.15 | 241.15
2024-09-08 01:00 | 45543.0417 | 0 | 0 | 0 | 240.64 | 240.64
2024-09-08 02:00 | 45543.0833 | 0 | 0 | 0 | 240.13 | 240.13
2024-09-08 03:00 | 45543.125 | 0 | 0 | 0 | 241.15 | 241.15
2024-09-08 04:00 | 45543.1667 | 0 | 0 | 0 | 239.1 | 239.1
2024-09-08 05:00 | 45543.2083 | 0.23 | 0.23 | 0 | 222.72 | 222.95
2024-09-08 06:00 | 45543.25 | 35.7 | 35.7 | 0 | 203.27 | 238.97
2024-09-08 07:00 | 45543.2917 | 133.1 | 133.1 | 0 | 187.39 | 320.49
2024-09-08 08:00 | 45543.3333 | 317.96 | 317.96 | 20.93 | 48.13 | 345.16
2024-09-08 09:00 | 45543.375 | 479.83 | 479.83 | 165.38 | 1.02 | 315.47
2024-09-08 10:00 | 45543.4167 | 642.09 | 642.09 | 284.86 | 0 | 357.23
2024-09-08 11:00 | 45543.4583 | 756.22 | 756.22 | 385.54 | 0 | 370.68
2024-09-08 12:00 | 45543.5 | 760.71 | 760.71 | 474.62 | 0 | 286.09
2024-09-08 13:00 | 45543.5417 | 812.36 | 812.36 | 534.02 | 0 | 278.34
2024-09-08 14:00 | 45543.5833 | 790.47 | 790.47 | 521.28 | 0 | 269.19
2024-09-08 15:00 | 45543.625 | 703.45 | 703.45 | 517.05 | 0 | 186.4
2024-09-08 16:00 | 45543.6667 | 561.08 | 561.08 | 413.64 | 0 | 147.44
2024-09-08 17:00 | 45543.7083 | 367.2 | 367.2 | 222.84 | 0 | 144.36
2024-09-08 18:00 | 45543.75 | 206.28 | 206.28 | 75.52 | 1.54 | 132.3
2024-09-08 19:00 | 45543.7917 | 63.62 | 63.62 | 0.64 | 60.92 | 123.9
2024-09-08 20:00 | 45543.8333 | 2.72 | 2.72 | 0 | 119.81 | 122.53
2024-09-08 21:00 | 45543.875 | 0 | 0 | 0 | 123.91 | 123.91
2024-09-08 22:00 | 45543.9167 | 0 | 0 | 0 | 123.39 | 123.39
2024-09-08 23:00 | 45543.9583 | 0 | 0 | 0 | 121.85 | 121.85
2024-10-08 | 45573 | 0 | 0 | 0 | 119.81 | 119.81
2024-10-08 01:00 | 45573.0417 | 0 | 0 | 0 | 118.79 | 118.79
2024-10-08 02:00 | 45573.0833 | 0 | 0 | 0 | 118.78 | 118.78
2024-10-08 03:00 | 45573.125 | 0 | 0 | 0 | 119.81 | 119.81
2024-10-08 04:00 | 45573.1667 | 0 | 0 | 0 | 119.29 | 119.29
2024-10-08 05:00 | 45573.2083 | 0.19 | 0.19 | 0 | 117.76 | 117.95
2024-10-08 06:00 | 45573.25 | 35.71 | 35.71 | 0 | 80.9 | 116.61
2024-10-08 07:00 | 45573.2917 | 165.69 | 165.69 | 45.7 | 3.07 | 123.06
2024-10-08 08:00 | 45573.3333 | 326.58 | 326.58 | 192.06 | 0 | 134.52
2024-10-08 09:00 | 45573.375 | 495.02 | 495.02 | 347.52 | 0 | 147.5
2024-10-08 10:00 | 45573.4167 | 637.08 | 637.08 | 478.28 | 0 | 158.8
2024-10-08 11:00 | 45573.4583 | 737.93 | 737.93 | 570.88 | 0 | 167.05
2024-10-08 12:00 | 45573.5 | 789.14 | 789.14 | 616.76 | 0 | 172.38
2024-10-08 13:00 | 45573.5417 | 813.63 | 813.63 | 640.84 | 0 | 172.79
2024-10-08 14:00 | 45573.5833 | 776.03 | 776.03 | 604.16 | 0 | 171.87
2024-10-08 15:00 | 45573.625 | 696.17 | 696.17 | 529.34 | 0 | 166.83
2024-10-08 16:00 | 45573.6667 | 571.92 | 571.92 | 414.21 | 0 | 157.71
2024-10-08 17:00 | 45573.7083 | 410.16 | 410.16 | 262.27 | 0 | 147.89
2024-10-08 18:00 | 45573.75 | 235.91 | 235.91 | 100.1 | 0 | 135.81
2024-10-08 19:00 | 45573.7917 | 83.04 | 83.04 | 2.17 | 45.57 | 126.44
2024-10-08 20:00 | 45573.8333 | 4.25 | 4.25 | 0 | 119.3 | 123.55
2024-10-08 21:00 | 45573.875 | 0 | 0 | 0 | 124.92 | 124.92
2024-10-08 22:00 | 45573.9167 | 0 | 0 | 0 | 123.4 | 123.4
2024-10-08 23:00 | 45573.9583 | 0 | 0 | 0 | 122.88 | 122.88
2024-11-08 | 45604 | 0 | 0 | 0 | 119.8 | 119.8
2024-11-08 01:00 | 45604.0417 | 0 | 0 | 0 | 119.81 | 119.81
2024-11-08 02:00 | 45604.0833 | 0 | 0 | 0 | 119.81 | 119.81
2024-11-08 03:00 | 45604.125 | 0 | 0 | 0 | 119.81 | 119.81
2024-11-08 04:00 | 45604.1667 | 0 | 0 | 0 | 120.83 | 120.83
2024-11-08 05:00 | 45604.2083 | 0.13 | 0.13 | 0 | 118.78 | 118.91
2024-11-08 06:00 | 45604.25 | 35.24 | 35.24 | 0 | 81.41 | 116.65
2024-11-08 07:00 | 45604.2917 | 165.19 | 165.19 | 49.41 | 2.56 | 118.34
2024-11-08 08:00 | 45604.3333 | 325.27 | 325.27 | 195.58 | 0 | 129.69
2024-11-08 09:00 | 45604.375 | 489.59 | 489.59 | 346.63 | 0 | 142.96
2024-11-08 10:00 | 45604.4167 | 633.99 | 633.99 | 477.57 | 0 | 156.42
2024-11-08 11:00 | 45604.4583 | 731.72 | 731.72 | 567.93 | 0 | 163.79
2024-11-08 12:00 | 45604.5 | 788.98 | 788.98 | 620.61 | 0 | 168.37
2024-11-08 13:00 | 45604.5417 | 810.93 | 810.93 | 640 | 0 | 170.93
2024-11-08 14:00 | 45604.5833 | 774.98 | 774.98 | 605.57 | 0 | 169.41
2024-11-08 15:00 | 45604.625 | 695.62 | 695.62 | 532.29 | 0 | 163.33
2024-11-08 16:00 | 45604.6667 | 576.68 | 576.68 | 421.95 | 0 | 154.73
2024-11-08 17:00 | 45604.7083 | 419.34 | 419.34 | 275.84 | 0 | 143.5
2024-11-08 18:00 | 45604.75 | 238.53 | 238.53 | 107.45 | 0 | 131.08
2024-11-08 19:00 | 45604.7917 | 77.97 | 77.97 | 4.61 | 45.57 | 118.93
2024-11-08 20:00 | 45604.8333 | 1.48 | 1.48 | 0 | 116.74 | 118.22
2024-11-08 21:00 | 45604.875 | 0 | 0 | 0 | 118.78 | 118.78
2024-11-08 22:00 | 45604.9167 | 0 | 0 | 0 | 118.78 | 118.78
2024-11-08 23:00 | 45604.9583 | 0 | 0 | 0 | 117.76 | 117.76
2024-12-08 | 45634 | 0 | 0 | 0 | 117.25 | 117.25
2024-12-08 01:00 | 45634.0417 | 0 | 0 | 0 | 116.74 | 116.74
2024-12-08 02:00 | 45634.0833 | 0 | 0 | 0 | 117.25 | 117.25
2024-12-08 03:00 | 45634.125 | 0 | 0 | 0 | 116.73 | 116.73
2024-12-08 04:00 | 45634.1667 | 0 | 0 | 0 | 117.25 | 117.25
2024-12-08 05:00 | 45634.2083 | 0.05 | 0.05 | 0 | 115.2 | 115.25
2024-12-08 06:00 | 45634.25 | 34.69 | 34.69 | 0 | 75.78 | 110.47
2024-12-08 07:00 | 45634.2917 | 165.73 | 165.73 | 56.9 | 0.51 | 109.34
2024-12-08 08:00 | 45634.3333 | 325.38 | 325.38 | 206.97 | 0 | 118.41
2024-12-08 09:00 | 45634.375 | 493.37 | 493.37 | 357.57 | 0 | 135.8
2024-12-08 10:00 | 45634.4167 | 636.56 | 636.56 | 490.95 | 0 | 145.61
2024-12-08 11:00 | 45634.4583 | 735.75 | 735.75 | 582.4 | 0 | 153.35
2024-12-08 12:00 | 45634.5 | 785.99 | 785.99 | 629.24 | 0 | 156.75
2024-12-08 13:00 | 45634.5417 | 808.24 | 808.24 | 649.22 | 0 | 159.02
2024-12-08 14:00 | 45634.5833 | 765.78 | 765.78 | 609.22 | 0 | 156.56
2024-12-08 15:00 | 45634.625 | 697.83 | 697.83 | 545.34 | 0 | 152.49
2024-12-08 16:00 | 45634.6667 | 573.11 | 573.11 | 427.84 | 0 | 145.27
2024-12-08 17:00 | 45634.7083 | 407.48 | 407.48 | 273.73 | 0 | 133.75
2024-12-08 18:00 | 45634.75 | 231.2 | 231.2 | 108.8 | 0 | 122.4
2024-12-08 19:00 | 45634.7917 | 61.48 | 61.48 | 3.84 | 52.22 | 109.86
2024-12-08 20:00 | 45634.8333 | 1.54 | 1.54 | 0 | 108.03 | 109.57
2024-12-08 21:00 | 45634.875 | 0 | 0 | 0 | 109.06 | 109.06
2024-12-08 22:00 | 45634.9167 | 0 | 0 | 0 | 107.52 | 107.52
2024-12-08 23:00 | 45634.9583 | 0 | 0 | 0 | 105.98 | 105.98
08/13/2024 00:00:00 | 08/13/2024 00:00:00 | 0 | 0 | 0 | 104.45 | 104.45
08/13/2024 01:00:00 | 08/13/2024 01:00:00 | 0 | 0 | 0 | 103.43 | 103.43
08/13/2024 02:00:00 | 08/13/2024 02:00:00 | 0 | 0 | 0 | 103.42 | 103.42
08/13/2024 03:00:00 | 08/13/2024 03:00:00 | 0 | 0 | 0 | 103.42 | 103.42
08/13/2024 04:00:00 | 08/13/2024 04:00:00 | 0 | 0 | 0 | 104.45 | 104.45
08/13/2024 05:00:00 | 08/13/2024 05:00:00 | 0.02 | 0.02 | 0 | 102.4 | 102.42
08/13/2024 06:00:00 | 08/13/2024 06:00:00 | 29.53 | 29.53 | 0 | 73.22 | 102.75
08/13/2024 07:00:00 | 08/13/2024 07:00:00 | 149.44 | 149.44 | 84.41 | 3.07 | 68.1
08/13/2024 08:00:00 | 08/13/2024 08:00:00 | 306.82 | 306.82 | 238.4 | 0 | 68.42
08/13/2024 09:00:00 | 08/13/2024 09:00:00 | 457.57 | 457.57 | 366.79 | 0 | 90.78
08/13/2024 10:00:00 | 08/13/2024 10:00:00 | 590.98 | 590.98 | 485.69 | 0 | 105.29
08/13/2024 11:00:00 | 08/13/2024 11:00:00 | 696.9 | 696.9 | 582.85 | 0 | 114.05
08/13/2024 12:00:00 | 08/13/2024 12:00:00 | 782.02 | 782.02 | 661.12 | 0 | 120.9
08/13/2024 13:00:00 | 08/13/2024 13:00:00 | 801.75 | 801.75 | 681.28 | 0 | 120.47
08/13/2024 14:00:00 | 08/13/2024 14:00:00 | 765.43 | 765.43 | 645.25 | 0 | 120.18
08/13/2024 15:00:00 | 08/13/2024 15:00:00 | 681.28 | 681.28 | 568.58 | 0 | 112.7
08/13/2024 16:00:00 | 08/13/2024 16:00:00 | 558.17 | 558.17 | 453.5 | 0 | 104.67
08/13/2024 17:00:00 | 08/13/2024 17:00:00 | 390.26 | 390.26 | 297.79 | 0 | 92.47
08/13/2024 18:00:00 | 08/13/2024 18:00:00 | 217.04 | 217.04 | 136.64 | 0 | 80.4
08/13/2024 19:00:00 | 08/13/2024 19:00:00 | 68.45 | 68.45 | 12.87 | 16.38 | 71.96
08/13/2024 20:00:00 | 08/13/2024 20:00:00 | 2.07 | 2.07 | 0 | 69.12 | 71.19
08/13/2024 21:00:00 | 08/13/2024 21:00:00 | 0 | 0 | 0 | 72.71 | 72.71
08/13/2024 22:00:00 | 08/13/2024 22:00:00 | 0 | 0 | 0 | 71.17 | 71.17
08/13/2024 23:00:00 | 08/13/2024 23:00:00 | 0 | 0 | 0 | 68.6 | 68.6
08/14/2024 00:00:00 | 08/14/2024 00:00:00 | 0 | 0 | 0 | 68.61 | 68.61
08/14/2024 01:00:00 | 08/14/2024 01:00:00 | 0 | 0 | 0 | 67.07 | 67.07
08/14/2024 02:00:00 | 08/14/2024 02:00:00 | 0 | 0 | 0 | 66.05 | 66.05
08/14/2024 03:00:00 | 08/14/2024 03:00:00 | 0 | 0 | 0 | 67.07 | 67.07
08/14/2024 04:00:00 | 08/14/2024 04:00:00 | 0 | 0 | 0 | 68.1 | 68.1
08/14/2024 05:00:00 | 08/14/2024 05:00:00 | 0.06 | 0.06 | 0 | 65.02 | 65.08
08/14/2024 06:00:00 | 08/14/2024 06:00:00 | 28.82 | 28.82 | 1.6 | 35.84 | 63.06
08/14/2024 07:00:00 | 08/14/2024 07:00:00 | 150.65 | 150.65 | 82.3 | 0 | 68.35
08/14/2024 08:00:00 | 08/14/2024 08:00:00 | 308.1 | 308.1 | 227.84 | 0 | 80.26
08/14/2024 09:00:00 | 08/14/2024 09:00:00 | 471.07 | 471.07 | 376.38 | 0 | 94.69
08/14/2024 10:00:00 | 08/14/2024 10:00:00 | 608.81 | 608.81 | 503.75 | 0 | 105.06
08/14/2024 11:00:00 | 08/14/2024 11:00:00 | 710.75 | 710.75 | 598.46 | 0 | 112.29
08/14/2024 12:00:00 | 08/14/2024 12:00:00 | 770.17 | 770.17 | 652.55 | 0 | 117.62
08/14/2024 13:00:00 | 08/14/2024 13:00:00 | 788.23 | 788.23 | 669.69 | 0 | 118.54
08/14/2024 14:00:00 | 08/14/2024 14:00:00 | 755.88 | 755.88 | 637.83 | 0 | 118.05
08/14/2024 15:00:00 | 08/14/2024 15:00:00 | 589.43 | 589.43 | 482.68 | 0 | 106.75
08/14/2024 16:00:00 | 08/14/2024 16:00:00 | 255.98 | 255.98 | 171.97 | 0 | 84.01
08/14/2024 17:00:00 | 08/14/2024 17:00:00 | 397.51 | 397.51 | 304.9 | 0 | 92.61
08/14/2024 18:00:00 | 08/14/2024 18:00:00 | 137.92 | 137.92 | 72.13 | 7.68 | 73.47
08/14/2024 19:00:00 | 08/14/2024 19:00:00 | 34.15 | 34.15 | 3.71 | 36.36 | 66.8
08/14/2024 20:00:00 | 08/14/2024 20:00:00 | 0.73 | 0.73 | 0 | 68.09 | 68.82
08/14/2024 21:00:00 | 08/14/2024 21:00:00 | 0 | 0 | 0 | 69.63 | 69.63
08/14/2024 22:00:00 | 08/14/2024 22:00:00 | 0 | 0 | 0 | 68.61 | 68.61
08/14/2024 23:00:00 | 08/14/2024 23:00:00 | 0 | 0 | 0 | 68.61 | 68.61
08/15/2024 00:00:00 | 08/15/2024 00:00:00 | 0 | 0 | 0 | 67.07 | 67.07
08/15/2024 01:00:00 | 08/15/2024 01:00:00 | 0 | 0 | 0 | 66.05 | 66.05
08/15/2024 02:00:00 | 08/15/2024 02:00:00 | 0 | 0 | 0 | 66.56 | 66.56
08/15/2024 03:00:00 | 08/15/2024 03:00:00 | 0 | 0 | 0 | 66.56 | 66.56
08/15/2024 04:00:00 | 08/15/2024 04:00:00 | 0 | 0 | 0 | 68.1 | 68.1
08/15/2024 05:00:00 | 08/15/2024 05:00:00 | 0 | 0 | 0 | 65.02 | 65.02
08/15/2024 06:00:00 | 08/15/2024 06:00:00 | 22.88 | 22.88 | 0.25 | 40.96 | 63.59
08/15/2024 07:00:00 | 08/15/2024 07:00:00 | 130.51 | 130.51 | 63.36 | 0.51 | 67.66
08/15/2024 08:00:00 | 08/15/2024 08:00:00 | 239.64 | 239.64 | 164.87 | 0 | 74.77
08/15/2024 09:00:00 | 08/15/2024 09:00:00 | 451.74 | 451.74 | 361.28 | 0 | 90.46
08/15/2024 10:00:00 | 08/15/2024 10:00:00 | 604.27 | 604.27 | 502.59 | 0 | 101.68
08/15/2024 11:00:00 | 08/15/2024 11:00:00 | 727.01 | 727.01 | 615.49 | 0 | 111.52
08/15/2024 12:00:00 | 08/15/2024 12:00:00 | 783.47 | 783.47 | 668.09 | 0 | 115.38
08/15/2024 13:00:00 | 08/15/2024 13:00:00 | 803.64 | 803.64 | 687.81 | 0 | 115.83
08/15/2024 14:00:00 | 08/15/2024 14:00:00 | 761.96 | 761.96 | 647.04 | 0 | 114.92
08/15/2024 15:00:00 | 08/15/2024 15:00:00 | 659.09 | 659.09 | 551.17 | 0 | 107.92
08/15/2024 16:00:00 | 08/15/2024 16:00:00 | 500.83 | 500.83 | 403.58 | 0 | 97.25
08/15/2024 17:00:00 | 08/15/2024 17:00:00 | 381.57 | 381.57 | 292.68 | 0 | 88.89
08/15/2024 18:00:00 | 08/15/2024 18:00:00 | 203.09 | 203.09 | 125.18 | 0 | 77.91
08/15/2024 19:00:00 | 08/15/2024 19:00:00 | 57.36 | 57.36 | 9.22 | 18.95 | 67.09
08/15/2024 20:00:00 | 08/15/2024 20:00:00 | 1.92 | 1.92 | 0 | 67.07 | 68.99
08/15/2024 21:00:00 | 08/15/2024 21:00:00 | 0 | 0 | 0 | 69.63 | 69.63
08/15/2024 22:00:00 | 08/15/2024 22:00:00 | 0 | 0 | 0 | 68.61 | 68.61
08/15/2024 23:00:00 | 08/15/2024 23:00:00 | 0 | 0 | 0 | 68.09 | 68.09
08/16/2024 00:00:00 | 08/16/2024 00:00:00 | 0 | 0 | 0 | 66.56 | 66.56
08/16/2024 01:00:00 | 08/16/2024 01:00:00 | 0 | 0 | 0 | 66.56 | 66.56
08/16/2024 02:00:00 | 08/16/2024 02:00:00 | 0 | 0 | 0 | 65.54 | 65.54
08/16/2024 03:00:00 | 08/16/2024 03:00:00 | 0 | 0 | 0 | 66.56 | 66.56
08/16/2024 04:00:00 | 08/16/2024 04:00:00 | 0 | 0 | 0 | 67.07 | 67.07
08/16/2024 05:00:00 | 08/16/2024 05:00:00 | 0 | 0 | 0 | 64 | 64
08/16/2024 06:00:00 | 08/16/2024 06:00:00 | 19.92 | 19.92 | 0 | 43.52 | 63.44
08/16/2024 07:00:00 | 08/16/2024 07:00:00 | 111.22 | 111.22 | 49.6 | 4.61 | 66.23
08/16/2024 08:00:00 | 08/16/2024 08:00:00 | 320.46 | 320.46 | 240.76 | 0 | 79.7
08/16/2024 09:00:00 | 08/16/2024 09:00:00 | 458.45 | 458.45 | 367.24 | 0 | 91.21
08/16/2024 10:00:00 | 08/16/2024 10:00:00 | 527 | 527 | 429.18 | 0 | 97.82
08/16/2024 11:00:00 | 08/16/2024 11:00:00 | 674.45 | 674.45 | 564.29 | 0 | 110.16
08/16/2024 12:00:00 | 08/16/2024 12:00:00 | 742.46 | 742.46 | 627.65 | 0 | 114.81
08/16/2024 13:00:00 | 08/16/2024 13:00:00 | 781.76 | 781.76 | 664.51 | 0 | 117.25
08/16/2024 14:00:00 | 08/16/2024 14:00:00 | 739.16 | 739.16 | 623.04 | 0 | 116.12
08/16/2024 15:00:00 | 08/16/2024 15:00:00 | 659.43 | 659.43 | 548.67 | 0 | 110.76
08/16/2024 16:00:00 | 08/16/2024 16:00:00 | 533.24 | 533.24 | 431.62 | 0 | 101.62
08/16/2024 17:00:00 | 08/16/2024 17:00:00 | 367.13 | 367.13 | 276.22 | 0 | 90.91
08/16/2024 18:00:00 | 08/16/2024 18:00:00 | 194.82 | 194.82 | 115.71 | 0 | 79.11
08/16/2024 19:00:00 | 08/16/2024 19:00:00 | 55.72 | 55.72 | 7.17 | 22.53 | 71.08
08/16/2024 20:00:00 | 08/16/2024 20:00:00 | 1.28 | 1.28 | 0 | 68.61 | 69.89
08/16/2024 21:00:00 | 08/16/2024 21:00:00 | 0 | 0 | 0 | 70.65 | 70.65
08/16/2024 22:00:00 | 08/16/2024 22:00:00 | 0 | 0 | 0 | 70.66 | 70.66
08/16/2024 23:00:00 | 08/16/2024 23:00:00 | 0 | 0 | 0 | 68.61 | 68.61
08/17/2024 00:00:00 | 08/17/2024 00:00:00 | 0 | 0 | 0 | 69.63 | 69.63
08/17/2024 01:00:00 | 08/17/2024 01:00:00 | 0 | 0 | 0 | 67.07 | 67.07
08/17/2024 02:00:00 | 08/17/2024 02:00:00 | 0 | 0 | 0 | 67.07 | 67.07
08/17/2024 03:00:00 | 08/17/2024 03:00:00 | 0 | 0 | 0 | 68.1 | 68.1
08/17/2024 04:00:00 | 08/17/2024 04:00:00 | 0 | 0 | 0 | 68.09 | 68.09
08/17/2024 05:00:00 | 08/17/2024 05:00:00 | 0 | 0 | 0 | 65.03 | 65.03
08/17/2024 06:00:00 | 08/17/2024 06:00:00 | 19.39 | 19.39 | 0 | 44.03 | 63.42
08/17/2024 07:00:00 | 08/17/2024 07:00:00 | 131.5 | 131.5 | 64.13 | 0.51 | 67.88
08/17/2024 08:00:00 | 08/17/2024 08:00:00 | 294.48 | 294.48 | 215.68 | 0 | 78.8
08/17/2024 09:00:00 | 08/17/2024 09:00:00 | 506.74 | 506.74 | 410.49 | 0 | 96.25
08/17/2024 10:00:00 | 08/17/2024 10:00:00 | 601.1 | 601.1 | 496.2 | 0 | 104.9
08/17/2024 11:00:00 | 08/17/2024 11:00:00 | 724.8 | 724.8 | 611.58 | 0 | 113.22
08/17/2024 12:00:00 | 08/17/2024 12:00:00 | 695.92 | 695.92 | 584.38 | 0 | 111.54
08/17/2024 13:00:00 | 08/17/2024 13:00:00 | 707.95 | 707.95 | 596.87 | 0 | 111.08
08/17/2024 14:00:00 | 08/17/2024 14:00:00 | 745.38 | 745.38 | 629.76 | 0 | 115.62
08/17/2024 15:00:00 | 08/17/2024 15:00:00 | 662.44 | 662.44 | 553.73 | 0 | 108.71
08/17/2024 16:00:00 | 08/17/2024 16:00:00 | 557.55 | 557.55 | 456.64 | 0 | 100.91
08/17/2024 17:00:00 | 08/17/2024 17:00:00 | 400.66 | 400.66 | 308.48 | 0 | 92.18
08/17/2024 18:00:00 | 08/17/2024 18:00:00 | 229.12 | 229.12 | 148.48 | 0 | 80.64
08/17/2024 19:00:00 | 08/17/2024 19:00:00 | 66.2 | 66.2 | 14.4 | 17.92 | 69.72
08/17/2024 20:00:00 | 08/17/2024 20:00:00 | 1.39 | 1.39 | 0 | 69.63 | 71.02
08/17/2024 21:00:00 | 08/17/2024 21:00:00 | 0 | 0 | 0 | 70.15 | 70.15
08/17/2024 22:00:00 | 08/17/2024 22:00:00 | 0 | 0 | 0 | 70.14 | 70.14
08/17/2024 23:00:00 | 08/17/2024 23:00:00 | 0 | 0 | 0 | 69.12 | 69.12
08/18/2024 00:00:00 | 08/18/2024 00:00:00 | 0 | 0 | 0 | 69.12 | 69.12
08/18/2024 01:00:00 | 08/18/2024 01:00:00 | 0 | 0 | 0 | 67.59 | 67.59
08/18/2024 02:00:00 | 08/18/2024 02:00:00 | 0 | 0 | 0 | 66.56 | 66.56
08/18/2024 03:00:00 | 08/18/2024 03:00:00 | 0 | 0 | 0 | 67.07 | 67.07
08/18/2024 04:00:00 | 08/18/2024 04:00:00 | 0 | 0 | 0 | 71.17 | 71.17
08/18/2024 05:00:00 | 08/18/2024 05:00:00 | 0 | 0 | 0 | 65.53 | 65.53
08/18/2024 06:00:00 | 08/18/2024 06:00:00 | 26.94 | 26.94 | 1.79 | 38.91 | 64.06
08/18/2024 07:00:00 | 08/18/2024 07:00:00 | 114.91 | 114.91 | 48.64 | 0.52 | 66.79
08/18/2024 08:00:00 | 08/18/2024 08:00:00 | 181.19 | 181.19 | 109.82 | 0 | 71.37
08/18/2024 09:00:00 | 08/18/2024 09:00:00 | 377.61 | 377.61 | 292.87 | 0 | 84.74
08/18/2024 10:00:00 | 08/18/2024 10:00:00 | 387.49 | 387.49 | 298.68 | 0 | 88.81
08/18/2024 11:00:00 | 08/18/2024 11:00:00 | 648.46 | 648.46 | 542.66 | 0 | 105.8
08/18/2024 12:00:00 | 08/18/2024 12:00:00 | 402.55 | 402.55 | 312.83 | 0 | 89.72
08/18/2024 13:00:00 | 08/18/2024 13:00:00 | 626.38 | 626.38 | 522.5 | 0 | 103.88
08/18/2024 14:00:00 | 08/18/2024 14:00:00 | 825.29 | 825.29 | 708.61 | 0 | 116.68
08/18/2024 15:00:00 | 08/18/2024 15:00:00 | 613.24 | 613.24 | 509.69 | 0 | 103.55
08/18/2024 16:00:00 | 08/18/2024 16:00:00 | 543.79 | 543.79 | 446.15 | 0 | 97.64
08/18/2024 17:00:00 | 08/18/2024 17:00:00 | 282.8 | 282.8 | 203.45 | 0 | 79.35
08/18/2024 18:00:00 | 08/18/2024 18:00:00 | 158.57 | 158.57 | 88.07 | 0.51 | 71.01
08/18/2024 19:00:00 | 08/18/2024 19:00:00 | 50.06 | 50.06 | 5.88 | 19.97 | 64.15
08/18/2024 20:00:00 | 08/18/2024 20:00:00 | 0.56 | 0.56 | 0 | 65.02 | 65.58
08/18/2024 21:00:00 | 08/18/2024 21:00:00 | 0 | 0 | 0 | 66.05 | 66.05
08/18/2024 22:00:00 | 08/18/2024 22:00:00 | 0 | 0 | 0 | 66.05 | 66.05
08/18/2024 23:00:00 | 08/18/2024 23:00:00 | 0 | 0 | 0 | 65.53 | 65.53
08/19/2024 00:00:00 | 08/19/2024 00:00:00 | 0 | 0 | 0 | 65.54 | 65.54
08/19/2024 01:00:00 | 08/19/2024 01:00:00 | 0 | 0 | 0 | 65.53 | 65.53
08/19/2024 02:00:00 | 08/19/2024 02:00:00 | 0 | 0 | 0 | 64.52 | 64.52
08/19/2024 03:00:00 | 08/19/2024 03:00:00 | 0 | 0 | 0 | 65.53 | 65.53
08/19/2024 04:00:00 | 08/19/2024 04:00:00 | 0 | 0 | 0 | 64 | 64
08/19/2024 05:00:00 | 08/19/2024 05:00:00 | 0 | 0 | 0 | 64 | 64
08/19/2024 06:00:00 | 08/19/2024 06:00:00 | 7.91 | 7.91 | 0 | 54.79 | 62.7
08/19/2024 07:00:00 | 08/19/2024 07:00:00 | 27.2 | 27.2 | 1.41 | 30.2 | 55.99
08/19/2024 08:00:00 | 08/19/2024 08:00:00 | 51.14 | 51.14 | 4.35 | 4.1 | 50.89
08/19/2024 09:00:00 | 08/19/2024 09:00:00 | 99.31 | 99.31 | 44.1 | 0 | 55.21
08/19/2024 10:00:00 | 08/19/2024 10:00:00 | 94 | 94 | 38.91 | 0.51 | 55.6
08/19/2024 11:00:00 | 08/19/2024 11:00:00 | 54.5 | 54.5 | 7.49 | 6.66 | 53.67
08/19/2024 12:00:00 | 08/19/2024 12:00:00 | 112.14 | 112.14 | 56.96 | 2.56 | 57.74
08/19/2024 13:00:00 | 08/19/2024 13:00:00 | 155.82 | 155.82 | 95.62 | 0 | 60.2
08/19/2024 14:00:00 | 08/19/2024 14:00:00 | 142.33 | 142.33 | 70.72 | 0 | 71.61
08/19/2024 15:00:00 | 08/19/2024 15:00:00 | 266.53 | 266.53 | 186.36 | 0 | 80.17
08/19/2024 16:00:00 | 08/19/2024 16:00:00 | 195.63 | 195.63 | 118.6 | 0 | 77.03
08/19/2024 17:00:00 | 08/19/2024 17:00:00 | 166.97 | 166.97 | 92.6 | 0 | 74.37
08/19/2024 18:00:00 | 08/19/2024 18:00:00 | 160.73 | 160.73 | 86.66 | 0 | 74.07
08/19/2024 19:00:00 | 08/19/2024 19:00:00 | 26.38 | 26.38 | 0.13 | 38.91 | 65.16
08/19/2024 20:00:00 | 08/19/2024 20:00:00 | 0.18 | 0.18 | 0 | 66.56 | 66.74
08/19/2024 21:00:00 | 08/19/2024 21:00:00 | 0 | 0 | 0 | 66.56 | 66.56
08/19/2024 22:00:00 | 08/19/2024 22:00:00 | 0 | 0 | 0 | 67.07 | 67.07
08/19/2024 23:00:00 | 08/19/2024 23:00:00 | 0 | 0 | 0 | 65.54 | 65.54
08/20/2024 00:00:00 | 08/20/2024 00:00:00 | 0 | 0 | 0 | 64.51 | 64.51
08/20/2024 01:00:00 | 08/20/2024 01:00:00 | 0 | 0 | 0 | 64 | 64
08/20/2024 02:00:00 | 08/20/2024 02:00:00 | 0 | 0 | 0 | 63.49 | 63.49
08/20/2024 03:00:00 | 08/20/2024 03:00:00 | 0 | 0 | 0 | 64 | 64
08/20/2024 04:00:00 | 08/20/2024 04:00:00 | 0 | 0 | 0 | 63.49 | 63.49
08/20/2024 05:00:00 | 08/20/2024 05:00:00 | 0 | 0 | 0 | 62.97 | 62.97
08/20/2024 06:00:00 | 08/20/2024 06:00:00 | 1.2 | 1.2 | 0 | 61.44 | 62.64
08/20/2024 07:00:00 | 08/20/2024 07:00:00 | 7.81 | 7.81 | 0 | 52.74 | 60.55
08/20/2024 08:00:00 | 08/20/2024 08:00:00 | 39.75 | 39.75 | 1.66 | 26.11 | 64.2
08/20/2024 09:00:00 | 08/20/2024 09:00:00 | 63.95 | 63.95 | 5.19 | 6.14 | 64.9
08/20/2024 10:00:00 | 08/20/2024 10:00:00 | 346.6 | 346.6 | 261.31 | 0.52 | 85.81
08/20/2024 11:00:00 | 08/20/2024 11:00:00 | 776.33 | 776.33 | 661.57 | 0 | 114.76
08/20/2024 12:00:00 | 08/20/2024 12:00:00 | 699.35 | 699.35 | 590.78 | 0 | 108.57
08/20/2024 13:00:00 | 08/20/2024 13:00:00 | 467.47 | 467.47 | 373.18 | 0 | 94.29
08/20/2024 14:00:00 | 08/20/2024 14:00:00 | 719.07 | 719.07 | 606.98 | 0 | 112.09
08/20/2024 15:00:00 | 08/20/2024 15:00:00 | 656.58 | 656.58 | 549.63 | 0 | 106.95
08/20/2024 16:00:00 | 08/20/2024 16:00:00 | 525.31 | 525.31 | 426.11 | 0 | 99.2
08/20/2024 17:00:00 | 08/20/2024 17:00:00 | 357.35 | 357.35 | 269.19 | 0 | 88.16
08/20/2024 18:00:00 | 08/20/2024 18:00:00 | 184.08 | 184.08 | 107.97 | 0 | 76.11
08/20/2024 19:00:00 | 08/20/2024 19:00:00 | 42.93 | 42.93 | 3.96 | 29.18 | 68.15
08/20/2024 20:00:00 | 08/20/2024 20:00:00 | 0.44 | 0.44 | 0 | 70.66 | 71.1
08/20/2024 21:00:00 | 08/20/2024 21:00:00 | 0 | 0 | 0 | 70.65 | 70.65
08/20/2024 22:00:00 | 08/20/2024 22:00:00 | 0 | 0 | 0 | 65.54 | 65.54
08/20/2024 23:00:00 | 08/20/2024 23:00:00 | 0 | 0 | 0 | 64.51 | 64.51
08/21/2024 00:00:00 | 08/21/2024 00:00:00 | 0 | 0 | 0 | 64 | 64
08/21/2024 01:00:00 | 08/21/2024 01:00:00 | 0 | 0 | 0 | 64 | 64
08/21/2024 02:00:00 | 08/21/2024 02:00:00 | 0 | 0 | 0 | 64 | 64
08/21/2024 03:00:00 | 08/21/2024 03:00:00 | 0 | 0 | 0 | 64 | 64
08/21/2024 04:00:00 | 08/21/2024 04:00:00 | 0 | 0 | 0 | 63.49 | 63.49
08/21/2024 05:00:00 | 08/21/2024 05:00:00 | 0 | 0 | 0 | 63.49 | 63.49
08/21/2024 06:00:00 | 08/21/2024 06:00:00 | 19.36 | 19.36 | 0.07 | 41.98 | 61.27
08/21/2024 07:00:00 | 08/21/2024 07:00:00 | 137.53 | 137.53 | 71.81 | 0.51 | 66.23
08/21/2024 08:00:00 | 08/21/2024 08:00:00 | 297.95 | 297.95 | 217.21 | 0 | 80.74
08/21/2024 09:00:00 | 08/21/2024 09:00:00 | 494.23 | 494.23 | 394.31 | 0 | 99.92
08/21/2024 10:00:00 | 08/21/2024 10:00:00 | 681.13 | 681.13 | 564.54 | 0 | 116.59
08/21/2024 11:00:00 | 08/21/2024 11:00:00 | 451.5 | 451.5 | 357.95 | 0 | 93.55
08/21/2024 12:00:00 | 08/21/2024 12:00:00 | 611.71 | 611.71 | 506.95 | 0 | 104.76
08/21/2024 13:00:00 | 08/21/2024 13:00:00 | 743.73 | 743.73 | 628.8 | 0 | 114.93
08/21/2024 14:00:00 | 08/21/2024 14:00:00 | 589.96 | 589.96 | 486.01 | 0 | 103.95
08/21/2024 15:00:00 | 08/21/2024 15:00:00 | 578.31 | 578.31 | 475.33 | 0 | 102.98
08/21/2024 16:00:00 | 08/21/2024 16:00:00 | 424.12 | 424.12 | 333.57 | 0 | 90.55
08/21/2024 17:00:00 | 08/21/2024 17:00:00 | 305.27 | 305.27 | 222.08 | 0 | 83.19
08/21/2024 18:00:00 | 08/21/2024 18:00:00 | 87.66 | 87.66 | 27.65 | 7.68 | 67.69
08/21/2024 19:00:00 | 08/21/2024 19:00:00 | 26.42 | 26.42 | 0 | 37.38 | 63.8
08/21/2024 20:00:00 | 08/21/2024 20:00:00 | 0.18 | 0.18 | 0 | 66.56 | 66.74
08/21/2024 21:00:00 | 08/21/2024 21:00:00 | 0 | 0 | 0 | 66.56 | 66.56
08/21/2024 22:00:00 | 08/21/2024 22:00:00 | 0 | 0 | 0 | 64.51 | 64.51
08/21/2024 23:00:00 | 08/21/2024 23:00:00 | 0 | 0 | 0 | 64 | 64
08/22/2024 00:00:00 | 08/22/2024 00:00:00 | 0 | 0 | 0 | 64 | 64
08/22/2024 01:00:00 | 08/22/2024 01:00:00 | 0 | 0 | 0 | 64.51 | 64.51
08/22/2024 02:00:00 | 08/22/2024 02:00:00 | 0 | 0 | 0 | 64.51 | 64.51
08/22/2024 03:00:00 | 08/22/2024 03:00:00 | 0 | 0 | 0 | 64.52 | 64.52
08/22/2024 04:00:00 | 08/22/2024 04:00:00 | 0 | 0 | 0 | 63.48 | 63.48
08/22/2024 05:00:00 | 08/22/2024 05:00:00 | 0 | 0 | 0 | 64 | 64
08/22/2024 06:00:00 | 08/22/2024 06:00:00 | 11.49 | 11.49 | 0 | 50.69 | 62.18
08/22/2024 07:00:00 | 08/22/2024 07:00:00 | 147.51 | 147.51 | 82.24 | 1.54 | 66.81
08/22/2024 08:00:00 | 08/22/2024 08:00:00 | 316.16 | 316.16 | 237.63 | 0 | 78.53
08/22/2024 09:00:00 | 08/22/2024 09:00:00 | 350.63 | 350.63 | 269.5 | 0 | 81.13
08/22/2024 10:00:00 | 08/22/2024 10:00:00 | 413.65 | 413.65 | 325.44 | 0 | 88.21
08/22/2024 11:00:00 | 08/22/2024 11:00:00 | 497.43 | 497.43 | 404.29 | 0 | 93.14
08/22/2024 12:00:00 | 08/22/2024 12:00:00 | 758 | 758 | 644.48 | 0 | 113.52
08/22/2024 13:00:00 | 08/22/2024 13:00:00 | 795.73 | 795.73 | 680.9 | 0 | 114.83
08/22/2024 14:00:00 | 08/22/2024 14:00:00 | 735.91 | 735.91 | 622.59 | 0 | 113.32
08/22/2024 15:00:00 | 08/22/2024 15:00:00 | 631.51 | 631.51 | 526.33 | 0 | 105.18
08/22/2024 16:00:00 | 08/22/2024 16:00:00 | 481.9 | 481.9 | 387.01 | 0 | 94.89
08/22/2024 17:00:00 | 08/22/2024 17:00:00 | 305.23 | 305.23 | 222.02 | 0 | 83.21
08/22/2024 18:00:00 | 08/22/2024 18:00:00 | 173.69 | 173.69 | 99.97 | 0 | 73.72
08/22/2024 19:00:00 | 08/22/2024 19:00:00 | 46.81 | 46.81 | 5.63 | 23.55 | 64.73
08/22/2024 20:00:00 | 08/22/2024 20:00:00 | 0.55 | 0.55 | 0 | 65.54 | 66.09
08/22/2024 21:00:00 | 08/22/2024 21:00:00 | 0 | 0 | 0 | 65.53 | 65.53
08/22/2024 22:00:00 | 08/22/2024 22:00:00 | 0 | 0 | 0 | 65.03 | 65.03
08/22/2024 23:00:00 | 08/22/2024 23:00:00 | 0 | 0 | 0 | 64 | 64
08/23/2024 00:00:00 | 08/23/2024 00:00:00 | 0 | 0 | 0 | 63.48 | 63.48
08/23/2024 01:00:00 | 08/23/2024 01:00:00 | 0 | 0 | 0 | 64 | 64
08/23/2024 02:00:00 | 08/23/2024 02:00:00 | 0 | 0 | 0 | 64 | 64
08/23/2024 03:00:00 | 08/23/2024 03:00:00 | 0 | 0 | 0 | 64 | 64
08/23/2024 04:00:00 | 08/23/2024 04:00:00 | 0 | 0 | 0 | 63.49 | 63.49
08/23/2024 05:00:00 | 08/23/2024 05:00:00 | 0 | 0 | 0 | 63.49 | 63.49
08/23/2024 06:00:00 | 08/23/2024 06:00:00 | 20.74 | 20.74 | 0.45 | 40.45 | 60.74
08/23/2024 07:00:00 | 08/23/2024 07:00:00 | 136.44 | 136.44 | 70.97 | 0.51 | 65.98
08/23/2024 08:00:00 | 08/23/2024 08:00:00 | 288.59 | 288.59 | 212.03 | 0 | 76.56
08/23/2024 09:00:00 | 08/23/2024 09:00:00 | 448.46 | 448.46 | 360.2 | 0 | 88.26
08/23/2024 10:00:00 | 08/23/2024 10:00:00 | 591.6 | 591.6 | 491.84 | 0 | 99.76
08/23/2024 11:00:00 | 08/23/2024 11:00:00 | 702.06 | 702.06 | 594.11 | 0 | 107.95
08/23/2024 12:00:00 | 08/23/2024 12:00:00 | 763.33 | 763.33 | 649.6 | 0 | 113.73
08/23/2024 13:00:00 | 08/23/2024 13:00:00 | 779.12 | 779.12 | 665.02 | 0 | 114.1
08/23/2024 14:00:00 | 08/23/2024 14:00:00 | 732.4 | 732.4 | 619.01 | 0 | 113.39
08/23/2024 15:00:00 | 08/23/2024 15:00:00 | 645.37 | 645.37 | 538.18 | 0 | 107.19
08/23/2024 16:00:00 | 08/23/2024 16:00:00 | 511.56 | 511.56 | 412.67 | 0 | 98.89
08/23/2024 17:00:00 | 08/23/2024 17:00:00 | 339.81 | 339.81 | 253.37 | 0 | 86.44
08/23/2024 18:00:00 | 08/23/2024 18:00:00 | 169.07 | 169.07 | 93.25 | 0 | 75.82
08/23/2024 19:00:00 | 08/23/2024 19:00:00 | 36.24 | 36.24 | 2.43 | 32.26 | 66.07
08/23/2024 20:00:00 | 08/23/2024 20:00:00 | 0.23 | 0.23 | 0 | 68.09 | 68.32
08/23/2024 21:00:00 | 08/23/2024 21:00:00 | 0 | 0 | 0 | 69.63 | 69.63
08/23/2024 22:00:00 | 08/23/2024 22:00:00 | 0 | 0 | 0 | 68.1 | 68.1
08/23/2024 23:00:00 | 08/23/2024 23:00:00 | 0 | 0 | 0 | 67.07 | 67.07
08/24/2024 00:00:00 | 08/24/2024 00:00:00 | 0 | 0 | 0 | 64.51 | 64.51
08/24/2024 01:00:00 | 08/24/2024 01:00:00 | 0 | 0 | 0 | 64.52 | 64.52
08/24/2024 02:00:00 | 08/24/2024 02:00:00 | 0 | 0 | 0 | 64.51 | 64.51
08/24/2024 03:00:00 | 08/24/2024 03:00:00 | 0 | 0 | 0 | 65.53 | 65.53
08/24/2024 04:00:00 | 08/24/2024 04:00:00 | 0 | 0 | 0 | 65.03 | 65.03
08/24/2024 05:00:00 | 08/24/2024 05:00:00 | 0 | 0 | 0 | 64 | 64
08/24/2024 06:00:00 | 08/24/2024 06:00:00 | 15.8 | 15.8 | 0 | 46.08 | 61.88
08/24/2024 07:00:00 | 08/24/2024 07:00:00 | 116.54 | 116.54 | 52.1 | 1.53 | 65.97
08/24/2024 08:00:00 | 08/24/2024 08:00:00 | 270.17 | 270.17 | 195.26 | 0 | 74.91
08/24/2024 09:00:00 | 08/24/2024 09:00:00 | 437.49 | 437.49 | 351.11 | 0 | 86.38
08/24/2024 10:00:00 | 08/24/2024 10:00:00 | 585.65 | 585.65 | 487.81 | 0 | 97.84
08/24/2024 11:00:00 | 08/24/2024 11:00:00 | 693.66 | 693.66 | 587.45 | 0 | 106.21
08/24/2024 12:00:00 | 08/24/2024 12:00:00 | 756.08 | 756.08 | 642.95 | 0 | 113.13
08/24/2024 13:00:00 | 08/24/2024 13:00:00 | 774.56 | 774.56 | 661.69 | 0 | 112.87
08/24/2024 14:00:00 | 08/24/2024 14:00:00 | 727.51 | 727.51 | 617.47 | 0 | 110.04
08/24/2024 15:00:00 | 08/24/2024 15:00:00 | 638.67 | 638.67 | 532.04 | 0 | 106.63
08/24/2024 16:00:00 | 08/24/2024 16:00:00 | 510.79 | 510.79 | 414.65 | 0 | 96.14
08/24/2024 17:00:00 | 08/24/2024 17:00:00 | 342.99 | 342.99 | 257.54 | 0 | 85.45
08/24/2024 18:00:00 | 08/24/2024 18:00:00 | 172.54 | 172.54 | 97.21 | 0 | 75.33
08/24/2024 19:00:00 | 08/24/2024 19:00:00 | 36.98 | 36.98 | 2.37 | 32.26 | 66.87
08/24/2024 20:00:00 | 08/24/2024 20:00:00 | 0.14 | 0.14 | 0 | 68.1 | 68.24
08/24/2024 21:00:00 | 08/24/2024 21:00:00 | 0 | 0 | 0 | 69.63 | 69.63
08/24/2024 22:00:00 | 08/24/2024 22:00:00 | 0 | 0 | 0 | 69.12 | 69.12
08/24/2024 23:00:00 | 08/24/2024 23:00:00 | 0 | 0 | 0 | 68.61 | 68.61
08/25/2024 00:00:00 | 08/25/2024 00:00:00 | 0 | 0 | 0 | 66.04 | 66.04
08/25/2024 01:00:00 | 08/25/2024 01:00:00 | 0 | 0 | 0 | 64.52 | 64.52
08/25/2024 02:00:00 | 08/25/2024 02:00:00 | 0 | 0 | 0 | 65.02 | 65.02
08/25/2024 03:00:00 | 08/25/2024 03:00:00 | 0 | 0 | 0 | 65.02 | 65.02
08/25/2024 04:00:00 | 08/25/2024 04:00:00 | 0 | 0 | 0 | 64.52 | 64.52
08/25/2024 05:00:00 | 08/25/2024 05:00:00 | 0 | 0 | 0 | 64 | 64
08/25/2024 06:00:00 | 08/25/2024 06:00:00 | 13.83 | 13.83 | 0.07 | 48.12 | 61.88
08/25/2024 07:00:00 | 08/25/2024 07:00:00 | 127.86 | 127.86 | 62.65 | 0.52 | 65.73
08/25/2024 08:00:00 | 08/25/2024 08:00:00 | 281.16 | 281.16 | 204.42 | 0 | 76.74
08/25/2024 09:00:00 | 08/25/2024 09:00:00 | 445.09 | 445.09 | 356.8 | 0 | 88.29
08/25/2024 10:00:00 | 08/25/2024 10:00:00 | 590.11 | 590.11 | 490.62 | 0 | 99.49
08/25/2024 11:00:00 | 08/25/2024 11:00:00 | 700.44 | 700.44 | 589.95 | 0 | 110.49
08/25/2024 12:00:00 | 08/25/2024 12:00:00 | 757.78 | 757.78 | 643.52 | 0 | 114.26
08/25/2024 13:00:00 | 08/25/2024 13:00:00 | 768.52 | 768.52 | 654.79 | 0 | 113.73
08/25/2024 14:00:00 | 08/25/2024 14:00:00 | 726.02 | 726.02 | 613.44 | 0 | 112.58
08/25/2024 15:00:00 | 08/25/2024 15:00:00 | 634.61 | 634.61 | 528.89 | 0 | 105.72
08/25/2024 16:00:00 | 08/25/2024 16:00:00 | 500.07 | 500.07 | 404.61 | 0 | 95.46
08/25/2024 17:00:00 | 08/25/2024 17:00:00 | 331.8 | 331.8 | 247.04 | 0 | 84.76
08/25/2024 18:00:00 | 08/25/2024 18:00:00 | 160.97 | 160.97 | 87.55 | 0 | 73.42
08/25/2024 19:00:00 | 08/25/2024 19:00:00 | 36.33 | 36.33 | 4.42 | 32.76 | 64.67
08/25/2024 20:00:00 | 08/25/2024 20:00:00 | 0.02 | 0.02 | 0 | 66.56 | 66.58
08/25/2024 21:00:00 | 08/25/2024 21:00:00 | 0 | 0 | 0 | 67.08 | 67.08
08/25/2024 22:00:00 | 08/25/2024 22:00:00 | 0 | 0 | 0 | 66.04 | 66.04
08/25/2024 23:00:00 | 08/25/2024 23:00:00 | 0 | 0 | 0 | 67.08 | 67.08
08/26/2024 00:00:00 | 08/26/2024 00:00:00 | 0 | 0 | 0 | 65.53 | 65.53
08/26/2024 01:00:00 | 08/26/2024 01:00:00 | 0 | 0 | 0 | 64.51 | 64.51
08/26/2024 02:00:00 | 08/26/2024 02:00:00 | 0 | 0 | 0 | 65.03 | 65.03
08/26/2024 03:00:00 | 08/26/2024 03:00:00 | 0 | 0 | 0 | 66.05 | 66.05
08/26/2024 04:00:00 | 08/26/2024 04:00:00 | 0 | 0 | 0 | 64.51 | 64.51
08/26/2024 05:00:00 | 08/26/2024 05:00:00 | 0 | 0 | 0 | 65.02 | 65.02
08/26/2024 06:00:00 | 08/26/2024 06:00:00 | 17.03 | 17.03 | 0.26 | 45.57 | 62.34
08/26/2024 07:00:00 | 08/26/2024 07:00:00 | 129.24 | 129.24 | 46.59 | 2.05 | 84.7
08/26/2024 08:00:00 | 08/26/2024 08:00:00 | 293.18 | 293.18 | 192.13 | 0 | 101.05
08/26/2024 09:00:00 | 08/26/2024 09:00:00 | 414.66 | 414.66 | 303.1 | 0 | 111.56
08/26/2024 10:00:00 | 08/26/2024 10:00:00 | 547.26 | 547.26 | 422.21 | 0 | 125.05
08/26/2024 11:00:00 | 08/26/2024 11:00:00 | 581.31 | 581.31 | 454.59 | 0 | 126.72
08/26/2024 12:00:00 | 08/26/2024 12:00:00 | 752.63 | 752.63 | 616 | 0 | 136.63
08/26/2024 13:00:00 | 08/26/2024 13:00:00 | 645.03 | 645.03 | 511.23 | 0 | 133.8
08/26/2024 14:00:00 | 08/26/2024 14:00:00 | 653.33 | 653.33 | 368.77 | 0 | 284.56
08/26/2024 15:00:00 | 08/26/2024 15:00:00 | 528.05 | 528.05 | 406.08 | 0 | 121.97
08/26/2024 16:00:00 | 08/26/2024 16:00:00 | 399.34 | 399.34 | 283.9 | 0 | 115.44
08/26/2024 17:00:00 | 08/26/2024 17:00:00 | 226.67 | 226.67 | 134.08 | 0 | 92.59
08/26/2024 18:00:00 | 08/26/2024 18:00:00 | 123.1 | 123.1 | 41.16 | 2.05 | 83.99
08/26/2024 19:00:00 | 08/26/2024 19:00:00 | 28.52 | 28.52 | 0 | 50.17 | 78.69
08/26/2024 20:00:00 | 08/26/2024 20:00:00 | 0.04 | 0.04 | 0 | 78.85 | 78.89
08/26/2024 21:00:00 | 08/26/2024 21:00:00 | 0 | 0 | 0 | 78.34 | 78.34
08/26/2024 22:00:00 | 08/26/2024 22:00:00 | 0 | 0 | 0 | 77.82 | 77.82
08/26/2024 23:00:00 | 08/26/2024 23:00:00 | 0 | 0 | 0 | 77.31 | 77.31
08/27/2024 00:00:00 | 08/27/2024 00:00:00 | 0 | 0 | 0 | 76.29 | 76.29
08/27/2024 01:00:00 | 08/27/2024 01:00:00 | 0 | 0 | 0 | 74.75 | 74.75
08/27/2024 02:00:00 | 08/27/2024 02:00:00 | 0 | 0 | 0 | 74.75 | 74.75
08/27/2024 03:00:00 | 08/27/2024 03:00:00 | 0 | 0 | 0 | 74.76 | 74.76
08/27/2024 04:00:00 | 08/27/2024 04:00:00 | 0 | 0 | 0 | 74.75 | 74.75
08/27/2024 05:00:00 | 08/27/2024 05:00:00 | 0 | 0 | 0 | 71.68 | 71.68
08/27/2024 06:00:00 | 08/27/2024 06:00:00 | 7.06 | 7.06 | 0 | 63.49 | 70.55
08/27/2024 07:00:00 | 08/27/2024 07:00:00 | 49.17 | 49.17 | 0 | 47.1 | 96.27
08/27/2024 08:00:00 | 08/27/2024 08:00:00 | 143.99 | 143.99 | 20.67 | 12.8 | 136.12
08/27/2024 09:00:00 | 08/27/2024 09:00:00 | 246.89 | 246.89 | 87.61 | 2.56 | 161.84
08/27/2024 10:00:00 | 08/27/2024 10:00:00 | 436.67 | 436.67 | 273.28 | 0 | 163.39
08/27/2024 11:00:00 | 08/27/2024 11:00:00 | 694.61 | 694.61 | 498.88 | 0 | 195.73
08/27/2024 12:00:00 | 08/27/2024 12:00:00 | 705.05 | 705.05 | 557.38 | 0 | 147.67
08/27/2024 13:00:00 | 08/27/2024 13:00:00 | 786.4 | 786.4 | 604.35 | 0 | 182.05
08/27/2024 14:00:00 | 08/27/2024 14:00:00 | 713.27 | 713.27 | 519.75 | 0 | 193.52
08/27/2024 15:00:00 | 08/27/2024 15:00:00 | 648.19 | 648.19 | 478.01 | 0 | 170.18
08/27/2024 16:00:00 | 08/27/2024 16:00:00 | 489.52 | 489.52 | 375.81 | 0 | 113.71
08/27/2024 17:00:00 | 08/27/2024 17:00:00 | 281.02 | 281.02 | 189.95 | 0 | 91.07
08/27/2024 18:00:00 | 08/27/2024 18:00:00 | 82.96 | 82.96 | 12.93 | 3.07 | 73.1
08/27/2024 19:00:00 | 08/27/2024 19:00:00 | 25.54 | 25.54 | 0.13 | 47.11 | 72.52
08/27/2024 20:00:00 | 08/27/2024 20:00:00 | 0 | 0 | 0 | 71.68 | 71.68
08/27/2024 21:00:00 | 08/27/2024 21:00:00 | 0 | 0 | 0 | 71.68 | 71.68
08/27/2024 22:00:00 | 08/27/2024 22:00:00 | 0 | 0 | 0 | 71.68 | 71.68
08/27/2024 23:00:00 | 08/27/2024 23:00:00 | 0 | 0 | 0 | 68.6 | 68.6
08/28/2024 00:00:00 | 08/28/2024 00:00:00 | 0 | 0 | 0 | 68.1 | 68.1
08/28/2024 01:00:00 | 08/28/2024 01:00:00 | 0 | 0 | 0 | 67.58 | 67.58
08/28/2024 02:00:00 | 08/28/2024 02:00:00 | 0 | 0 | 0 | 67.08 | 67.08
08/28/2024 03:00:00 | 08/28/2024 03:00:00 | 0 | 0 | 0 | 68.09 | 68.09
08/28/2024 04:00:00 | 08/28/2024 04:00:00 | 0 | 0 | 0 | 68.61 | 68.61
08/28/2024 05:00:00 | 08/28/2024 05:00:00 | 0 | 0 | 0 | 67.58 | 67.58
08/28/2024 06:00:00 | 08/28/2024 06:00:00 | 13.74 | 13.74 | 0 | 50.18 | 63.92
08/28/2024 07:00:00 | 08/28/2024 07:00:00 | 114.36 | 114.36 | 32.32 | 7.17 | 89.21
08/28/2024 08:00:00 | 08/28/2024 08:00:00 | 267.28 | 267.28 | 165.63 | 0 | 101.65
08/28/2024 09:00:00 | 08/28/2024 09:00:00 | 430.41 | 430.41 | 297.22 | 0 | 133.19
08/28/2024 10:00:00 | 08/28/2024 10:00:00 | 575.46 | 575.46 | 412.86 | 0 | 162.6
08/28/2024 11:00:00 | 08/28/2024 11:00:00 | 683.64 | 683.64 | 486.02 | 0 | 197.62
08/28/2024 12:00:00 | 08/28/2024 12:00:00 | 740.61 | 740.61 | 573.12 | 0 | 167.49
08/28/2024 13:00:00 | 08/28/2024 13:00:00 | 741.65 | 741.65 | 547.71 | 0 | 193.94
08/28/2024 14:00:00 | 08/28/2024 14:00:00 | 708.24 | 708.24 | 496.77 | 0 | 211.47
08/28/2024 15:00:00 | 08/28/2024 15:00:00 | 616.34 | 616.34 | 386.43 | 0 | 229.91
08/28/2024 16:00:00 | 08/28/2024 16:00:00 | 509.58 | 509.58 | 342.65 | 0 | 166.93
08/28/2024 17:00:00 | 08/28/2024 17:00:00 | 372.81 | 372.81 | 274.56 | 0 | 98.25
08/28/2024 18:00:00 | 08/28/2024 18:00:00 | 223.89 | 223.89 | 137.28 | 0 | 86.61
08/28/2024 19:00:00 | 08/28/2024 19:00:00 | 43.58 | 43.58 | 6.21 | 38.91 | 76.28
08/28/2024 20:00:00 | 08/28/2024 20:00:00 | 0.01 | 0.01 | 0 | 75.78 | 75.79
08/28/2024 21:00:00 | 08/28/2024 21:00:00 | 0 | 0 | 0 | 76.28 | 76.28
08/28/2024 22:00:00 | 08/28/2024 22:00:00 | 0 | 0 | 0 | 75.27 | 75.27
08/28/2024 23:00:00 | 08/28/2024 23:00:00 | 0 | 0 | 0 | 72.7 | 72.7
08/29/2024 00:00:00 | 08/29/2024 00:00:00 | 0 | 0 | 0 | 72.19 | 72.19
08/29/2024 01:00:00 | 08/29/2024 01:00:00 | 0 | 0 | 0 | 71.68 | 71.68
08/29/2024 02:00:00 | 08/29/2024 02:00:00 | 0 | 0 | 0 | 71.17 | 71.17
08/29/2024 03:00:00 | 08/29/2024 03:00:00 | 0 | 0 | 0 | 72.19 | 72.19
08/29/2024 04:00:00 | 08/29/2024 04:00:00 | 0 | 0 | 0 | 72.71 | 72.71
08/29/2024 05:00:00 | 08/29/2024 05:00:00 | 0 | 0 | 0 | 70.65 | 70.65
08/29/2024 06:00:00 | 08/29/2024 06:00:00 | 11.25 | 11.25 | 0 | 57.86 | 69.11
08/29/2024 07:00:00 | 08/29/2024 07:00:00 | 116.48 | 116.48 | 10.37 | 28.16 | 134.27
08/29/2024 08:00:00 | 08/29/2024 08:00:00 | 267.01 | 267.01 | 99.33 | 0.51 | 168.19
08/29/2024 09:00:00 | 08/29/2024 09:00:00 | 425.38 | 425.38 | 240.06 | 0 | 185.32
08/29/2024 10:00:00 | 08/29/2024 10:00:00 | 569.65 | 569.65 | 386.37 | 0 | 183.28
08/29/2024 11:00:00 | 08/29/2024 11:00:00 | 676.77 | 676.77 | 472.51 | 0 | 204.26
08/29/2024 12:00:00 | 08/29/2024 12:00:00 | 735.46 | 735.46 | 588.93 | 0 | 146.53
08/29/2024 13:00:00 | 08/29/2024 13:00:00 | 750.94 | 750.94 | 520.58 | 0 | 230.36
08/29/2024 14:00:00 | 08/29/2024 14:00:00 | 711.64 | 711.64 | 500.92 | 0 | 210.72
08/29/2024 15:00:00 | 08/29/2024 15:00:00 | 640.08 | 640.08 | 516.04 | 0 | 124.04
08/29/2024 16:00:00 | 08/29/2024 16:00:00 | 502.5 | 502.5 | 391.1 | 0 | 111.4
08/29/2024 17:00:00 | 08/29/2024 17:00:00 | 328.67 | 328.67 | 231.04 | 0 | 97.63
08/29/2024 18:00:00 | 08/29/2024 18:00:00 | 170.83 | 170.83 | 89.54 | 0 | 81.29
08/29/2024 19:00:00 | 08/29/2024 19:00:00 | 26.66 | 26.66 | 1.28 | 45.57 | 70.95
08/29/2024 20:00:00 | 08/29/2024 20:00:00 | 0 | 0 | 0 | 73.22 | 73.22
08/29/2024 21:00:00 | 08/29/2024 21:00:00 | 0 | 0 | 0 | 72.7 | 72.7
08/29/2024 22:00:00 | 08/29/2024 22:00:00 | 0 | 0 | 0 | 71.17 | 71.17
08/29/2024 23:00:00 | 08/29/2024 23:00:00 | 0 | 0 | 0 | 67.58 | 67.58
08/30/2024 00:00:00 | 08/30/2024 00:00:00 | 0 | 0 | 0 | 67.07 | 67.07
08/30/2024 01:00:00 | 08/30/2024 01:00:00 | 0 | 0 | 0 | 67.08 | 67.08
08/30/2024 02:00:00 | 08/30/2024 02:00:00 | 0 | 0 | 0 | 66.56 | 66.56
08/30/2024 03:00:00 | 08/30/2024 03:00:00 | 0 | 0 | 0 | 68.09 | 68.09
08/30/2024 04:00:00 | 08/30/2024 04:00:00 | 0 | 0 | 0 | 67.59 | 67.59
08/30/2024 05:00:00 | 08/30/2024 05:00:00 | 0 | 0 | 0 | 66.56 | 66.56
08/30/2024 06:00:00 | 08/30/2024 06:00:00 | 10.82 | 10.82 | 0 | 54.27 | 65.09
08/30/2024 07:00:00 | 08/30/2024 07:00:00 | 110.14 | 110.14 | 33.15 | 7.17 | 84.16
08/30/2024 08:00:00 | 08/30/2024 08:00:00 | 258.56 | 258.56 | 156.93 | 0 | 101.63
08/30/2024 09:00:00 | 08/30/2024 09:00:00 | 417.63 | 417.63 | 226.36 | 0 | 191.27
08/30/2024 10:00:00 | 08/30/2024 10:00:00 | 552.51 | 552.51 | 329.09 | 0 | 223.42
08/30/2024 11:00:00 | 08/30/2024 11:00:00 | 659.4 | 659.4 | 444.74 | 0 | 214.66
08/30/2024 12:00:00 | 08/30/2024 12:00:00 | 726.6 | 726.6 | 586.62 | 0 | 139.98
08/30/2024 13:00:00 | 08/30/2024 13:00:00 | 738.69 | 738.69 | 544.19 | 0 | 194.5
08/30/2024 14:00:00 | 08/30/2024 14:00:00 | 698.95 | 698.95 | 491.97 | 0 | 206.98
08/30/2024 15:00:00 | 08/30/2024 15:00:00 | 691.02 | 691.02 | 518.53 | 0 | 172.49
08/30/2024 16:00:00 | 08/30/2024 16:00:00 | 497.43 | 497.43 | 397.31 | 0 | 100.12
08/30/2024 17:00:00 | 08/30/2024 17:00:00 | 349.27 | 349.27 | 259.71 | 0 | 89.56
08/30/2024 18:00:00 | 08/30/2024 18:00:00 | 102.87 | 102.87 | 32.64 | 1.53 | 71.76
08/30/2024 19:00:00 | 08/30/2024 19:00:00 | 20.3 | 20.3 | 0 | 48.13 | 68.43
08/30/2024 20:00:00 | 08/30/2024 20:00:00 | 0 | 0 | 0 | 66.56 | 66.56
08/30/2024 21:00:00 | 08/30/2024 21:00:00 | 0 | 0 | 0 | 65.54 | 65.54
08/30/2024 22:00:00 | 08/30/2024 22:00:00 | 0 | 0 | 0 | 64 | 64
08/30/2024 23:00:00 | 08/30/2024 23:00:00 | 0 | 0 | 0 | 61.95 | 61.95
08/31/2024 00:00:00 | 08/31/2024 00:00:00 | 0 | 0 | 0 | 62.46 | 62.46
08/31/2024 01:00:00 | 08/31/2024 01:00:00 | 0 | 0 | 0 | 61.44 | 61.44
08/31/2024 02:00:00 | 08/31/2024 02:00:00 | 0 | 0 | 0 | 61.95 | 61.95
08/31/2024 03:00:00 | 08/31/2024 03:00:00 | 0 | 0 | 0 | 61.96 | 61.96
08/31/2024 04:00:00 | 08/31/2024 04:00:00 | 0 | 0 | 0 | 61.95 | 61.95
08/31/2024 05:00:00 | 08/31/2024 05:00:00 | 0 | 0 | 0 | 60.93 | 60.93
08/31/2024 06:00:00 | 08/31/2024 06:00:00 | 9.21 | 9.21 | 0 | 48.64 | 57.85
08/31/2024 07:00:00 | 08/31/2024 07:00:00 | 108.84 | 108.84 | 51.52 | 2.56 | 59.88
08/31/2024 08:00:00 | 08/31/2024 08:00:00 | 260.86 | 260.86 | 174.08 | 0 | 86.78
08/31/2024 09:00:00 | 08/31/2024 09:00:00 | 415.52 | 415.52 | 297.03 | 0 | 118.49
08/31/2024 10:00:00 | 08/31/2024 10:00:00 | 556.31 | 556.31 | 442.43 | 0 | 113.88
08/31/2024 11:00:00 | 08/31/2024 11:00:00 | 667.47 | 667.47 | 562.5 | 0 | 104.97
08/31/2024 12:00:00 | 08/31/2024 12:00:00 | 729.68 | 729.68 | 619.77 | 0 | 109.91
08/31/2024 13:00:00 | 08/31/2024 13:00:00 | 742.09 | 742.09 | 632.96 | 0 | 109.13
08/31/2024 14:00:00 | 08/31/2024 14:00:00 | 705.84 | 705.84 | 600.07 | 0 | 105.77
08/31/2024 15:00:00 | 08/31/2024 15:00:00 | 613.54 | 613.54 | 512.19 | 0 | 101.35
08/31/2024 16:00:00 | 08/31/2024 16:00:00 | 477.5 | 477.5 | 386.11 | 0 | 91.39
08/31/2024 17:00:00 | 08/31/2024 17:00:00 | 298.35 | 298.35 | 219.46 | 0 | 78.89
08/31/2024 18:00:00 | 08/31/2024 18:00:00 | 119.14 | 119.14 | 53.12 | 1.53 | 67.55
08/31/2024 19:00:00 | 08/31/2024 19:00:00 | 17.92 | 17.92 | 0 | 44.55 | 62.47
08/31/2024 20:00:00 | 08/31/2024 20:00:00 | 0 | 0 | 0 | 64.51 | 64.51
08/31/2024 21:00:00 | 08/31/2024 21:00:00 | 0 | 0 | 0 | 14.33 | 14.33
08/31/2024 22:00:00 | 08/31/2024 22:00:00 | 0 | 0 | 0 | 29.7 | 29.7
08/31/2024 23:00:00 | 08/31/2024 23:00:00 | 0 | 0 | 0 | 29.18 | 29.18
2024-01-09 | 45300 | 0 | 0 | 0 | 27.65 | 27.65
2024-01-09 01:00 | 45300.0417 | 0 | 0 | 0 | 27.65 | 27.65
2024-01-09 02:00 | 45300.0833 | 0 | 0 | 0 | 27.14 | 27.14
2024-01-09 03:00 | 45300.125 | 0 | 0 | 0 | 27.64 | 27.64
2024-01-09 04:00 | 45300.1667 | 0 | 0 | 0 | 29.19 | 29.19
2024-01-09 05:00 | 45300.2083 | 0 | 0 | 0 | 26.11 | 26.11
2024-01-09 06:00 | 45300.25 | 12.35 | 12.35 | 2.56 | 14.85 | 24.64
2024-01-09 07:00 | 45300.2917 | 130.27 | 130.27 | 101.05 | 0 | 29.22
2024-01-09 08:00 | 45300.3333 | 229.74 | 229.74 | 194.24 | 0 | 35.5
2024-01-09 09:00 | 45300.375 | 407.87 | 407.87 | 342.72 | 1.02 | 66.17
2024-01-09 10:00 | 45300.4167 | 505.83 | 505.83 | 440.26 | 0 | 65.57
2024-01-09 11:00 | 45300.4583 | 623.37 | 623.37 | 550.27 | 0 | 73.1
2024-01-09 12:00 | 45300.5 | 695.1 | 695.1 | 619.39 | 0 | 75.71
2024-01-09 13:00 | 45300.5417 | 737.24 | 737.24 | 658.95 | 0 | 78.29
2024-01-09 14:00 | 45300.5833 | 647.19 | 647.19 | 573.82 | 0 | 73.37
2024-01-09 15:00 | 45300.625 | 592.85 | 592.85 | 523.84 | 0 | 69.01
2024-01-09 16:00 | 45300.6667 | 444.67 | 444.67 | 386.62 | 0 | 58.05
2024-01-09 17:00 | 45300.7083 | 297.02 | 297.02 | 248.26 | 0 | 48.76
2024-01-09 18:00 | 45300.75 | 111.3 | 111.3 | 76.42 | 0 | 34.88
2024-01-09 19:00 | 45300.7917 | 20.16 | 20.16 | 3.84 | 12.8 | 29.12
2024-01-09 20:00 | 45300.8333 | 0 | 0 | 0 | 31.75 | 31.75
2024-01-09 21:00 | 45300.875 | 0 | 0 | 0 | 31.23 | 31.23
2024-01-09 22:00 | 45300.9167 | 0 | 0 | 0 | 30.72 | 30.72
2024-01-09 23:00 | 45300.9583 | 0 | 0 | 0 | 30.72 | 30.72
2024-02-09 | 45331 | 0 | 0 | 0 | 30.21 | 30.21
2024-02-09 01:00 | 45331.0417 | 0 | 0 | 0 | 29.69 | 29.69
2024-02-09 02:00 | 45331.0833 | 0 | 0 | 0 | 30.21 | 30.21
2024-02-09 03:00 | 45331.125 | 0 | 0 | 0 | 30.72 | 30.72
2024-02-09 04:00 | 45331.1667 | 0 | 0 | 0 | 31.74 | 31.74
2024-02-09 05:00 | 45331.2083 | 0 | 0 | 0 | 29.7 | 29.7
2024-02-09 06:00 | 45331.25 | 9.57 | 9.57 | 0.19 | 19.97 | 29.35
2024-02-09 07:00 | 45331.2917 | 108.38 | 108.38 | 5.69 | 38.4 | 141.09
2024-02-09 08:00 | 45331.3333 | 237.8 | 237.8 | 94.21 | 0 | 143.59
2024-02-09 09:00 | 45331.375 | 404.72 | 404.72 | 204.61 | 0 | 200.11
2024-02-09 10:00 | 45331.4167 | 555.38 | 555.38 | 347.39 | 0 | 207.99
2024-02-09 11:00 | 45331.4583 | 665.92 | 665.92 | 460.16 | 0 | 205.76
2024-02-09 12:00 | 45331.5 | 721.35 | 721.35 | 579.39 | 0 | 141.96
2024-02-09 13:00 | 45331.5417 | 741.65 | 741.65 | 514.31 | 0 | 227.34
2024-02-09 14:00 | 45331.5833 | 698.02 | 698.02 | 487.1 | 0 | 210.92
2024-02-09 15:00 | 45331.625 | 542.45 | 542.45 | 341.83 | 0 | 200.62
2024-02-09 16:00 | 45331.6667 | 484.04 | 484.04 | 378.04 | 0 | 106
2024-02-09 17:00 | 45331.7083 | 261.53 | 261.53 | 168.84 | 0.51 | 93.2
2024-02-09 18:00 | 45331.75 | 81.43 | 81.43 | 11.84 | 10.24 | 79.83
2024-02-09 19:00 | 45331.7917 | 8.18 | 8.18 | 0 | 66.56 | 74.74
2024-02-09 20:00 | 45331.8333 | 0 | 0 | 0 | 71.68 | 71.68
2024-02-09 21:00 | 45331.875 | 0 | 0 | 0 | 71.68 | 71.68
2024-02-09 22:00 | 45331.9167 | 0 | 0 | 0 | 69.12 | 69.12
2024-02-09 23:00 | 45331.9583 | 0 | 0 | 0 | 67.07 | 67.07
2024-03-09 | 45360 | 0 | 0 | 0 | 66.05 | 66.05
2024-03-09 01:00 | 45360.0417 | 0 | 0 | 0 | 66.05 | 66.05
2024-03-09 02:00 | 45360.0833 | 0 | 0 | 0 | 66.05 | 66.05
2024-03-09 03:00 | 45360.125 | 0 | 0 | 0 | 66.04 | 66.04
2024-03-09 04:00 | 45360.1667 | 0 | 0 | 0 | 66.56 | 66.56
2024-03-09 05:00 | 45360.2083 | 0 | 0 | 0 | 65.54 | 65.54
2024-03-09 06:00 | 45360.25 | 6.78 | 6.78 | 0 | 58.37 | 65.15
2024-03-09 07:00 | 45360.2917 | 64.78 | 64.78 | 0.12 | 89.09 | 153.75
2024-03-09 08:00 | 45360.3333 | 249.41 | 249.41 | 57.99 | 1.53 | 192.95
2024-03-09 09:00 | 45360.375 | 410.14 | 410.14 | 228.8 | 0 | 181.34
2024-03-09 10:00 | 45360.4167 | 620.11 | 620.11 | 396.09 | 0 | 224.02
2024-03-09 11:00 | 45360.4583 | 424.11 | 424.11 | 233.03 | 0 | 191.08
2024-03-09 12:00 | 45360.5 | 397.04 | 397.04 | 268.29 | 0 | 128.75
2024-03-09 13:00 | 45360.5417 | 397.35 | 397.35 | 186.56 | 0 | 210.79
2024-03-09 14:00 | 45360.5833 | 572.84 | 572.84 | 413.95 | 0 | 158.89
2024-03-09 15:00 | 45360.625 | 578.25 | 578.25 | 419.9 | 0 | 158.35
2024-03-09 16:00 | 45360.6667 | 500.16 | 500.16 | 383.43 | 0 | 116.73
2024-03-09 17:00 | 45360.7083 | 305.73 | 305.73 | 212.09 | 0 | 93.64
2024-03-09 18:00 | 45360.75 | 123.35 | 123.35 | 47.87 | 4.1 | 79.58
2024-03-09 19:00 | 45360.7917 | 14.83 | 14.83 | 0 | 57.34 | 72.17
2024-03-09 20:00 | 45360.8333 | 0 | 0 | 0 | 74.24 | 74.24
2024-03-09 21:00 | 45360.875 | 0 | 0 | 0 | 74.75 | 74.75
2024-03-09 22:00 | 45360.9167 | 0 | 0 | 0 | 72.71 | 72.71
2024-03-09 23:00 | 45360.9583 | 0 | 0 | 0 | 71.68 | 71.68
2024-04-09 | 45391 | 0 | 0 | 0 | 69.12 | 69.12
2024-04-09 01:00 | 45391.0417 | 0 | 0 | 0 | 67.58 | 67.58
2024-04-09 02:00 | 45391.0833 | 0 | 0 | 0 | 68.1 | 68.1
2024-04-09 03:00 | 45391.125 | 0 | 0 | 0 | 68.61 | 68.61
2024-04-09 04:00 | 45391.1667 | 0 | 0 | 0 | 69.12 | 69.12
2024-04-09 05:00 | 45391.2083 | 0 | 0 | 0 | 67.58 | 67.58
2024-04-09 06:00 | 45391.25 | 6.69 | 6.69 | 0 | 59.39 | 66.08
2024-04-09 07:00 | 45391.2917 | 99.32 | 99.32 | 14.02 | 11.78 | 97.08
2024-04-09 08:00 | 45391.3333 | 242.05 | 242.05 | 124.8 | 0 | 117.25
2024-04-09 09:00 | 45391.375 | 399.91 | 399.91 | 271.49 | 0 | 128.42
2024-04-09 10:00 | 45391.4167 | 544.18 | 544.18 | 397.69 | 0 | 146.49
2024-04-09 11:00 | 45391.4583 | 653.04 | 653.04 | 500.61 | 0 | 152.43
2024-04-09 12:00 | 45391.5 | 712.78 | 712.78 | 583.43 | 0 | 129.35
2024-04-09 13:00 | 45391.5417 | 728.89 | 728.89 | 592.76 | 0 | 136.13
2024-04-09 14:00 | 45391.5833 | 682.96 | 682.96 | 550.34 | 0 | 132.62
2024-04-09 15:00 | 45391.625 | 590.33 | 590.33 | 465.54 | 0 | 124.79
2024-04-09 16:00 | 45391.6667 | 448.43 | 448.43 | 346.43 | 0 | 102
2024-04-09 17:00 | 45391.7083 | 277.13 | 277.13 | 186.24 | 0 | 90.89
2024-04-09 18:00 | 45391.75 | 115.34 | 115.34 | 43.45 | 4.61 | 76.5
2024-04-09 19:00 | 45391.7917 | 10.07 | 10.07 | 0 | 62.46 | 72.53
2024-04-09 20:00 | 45391.8333 | 0 | 0 | 0 | 71.17 | 71.17
2024-04-09 21:00 | 45391.875 | 0 | 0 | 0 | 71.17 | 71.17
2024-04-09 22:00 | 45391.9167 | 0 | 0 | 0 | 71.16 | 71.16
2024-04-09 23:00 | 45391.9583 | 0 | 0 | 0 | 69.64 | 69.64
2024-05-09 | 45421 | 0 | 0 | 0 | 68.09 | 68.09
2024-05-09 01:00 | 45421.0417 | 0 | 0 | 0 | 67.59 | 67.59
2024-05-09 02:00 | 45421.0833 | 0 | 0 | 0 | 68.09 | 68.09
2024-05-09 03:00 | 45421.125 | 0 | 0 | 0 | 67.59 | 67.59
2024-05-09 04:00 | 45421.1667 | 0 | 0 | 0 | 68.6 | 68.6
2024-05-09 05:00 | 45421.2083 | 0 | 0 | 0 | 67.08 | 67.08
2024-05-09 06:00 | 45421.25 | 8.66 | 8.66 | 0 | 57.34 | 66
2024-05-09 07:00 | 45421.2917 | 67.77 | 67.77 | 2.05 | 13.82 | 79.54
2024-05-09 08:00 | 45421.3333 | 184.1 | 184.1 | 96.32 | 0.52 | 88.3
2024-05-09 09:00 | 45421.375 | 359.11 | 359.11 | 252.1 | 0 | 107.01
2024-05-09 10:00 | 45421.4167 | 311.42 | 311.42 | 197.57 | 0 | 113.85
2024-05-09 11:00 | 45421.4583 | 109.21 | 109.21 | 45.31 | 32.76 | 96.66
2024-05-09 12:00 | 45421.5 | 65.55 | 65.55 | 2.69 | 32.26 | 95.12
2024-05-09 13:00 | 45421.5417 | 162.05 | 162.05 | 44.54 | 2.05 | 119.56
2024-05-09 14:00 | 45421.5833 | 258.63 | 258.63 | 145.54 | 0 | 113.09
2024-05-09 15:00 | 45421.625 | 350.21 | 350.21 | 248.38 | 0 | 101.83
2024-05-09 16:00 | 45421.6667 | 340.35 | 340.35 | 240.51 | 0 | 99.84
2024-05-09 17:00 | 45421.7083 | 352.55 | 352.55 | 257.54 | 0 | 95.01
2024-05-09 18:00 | 45421.75 | 67.55 | 67.55 | 16.64 | 22.53 | 73.44
2024-05-09 19:00 | 45421.7917 | 1.16 | 1.16 | 0 | 68.6 | 69.76
2024-05-09 20:00 | 45421.8333 | 0 | 0 | 0 | 70.15 | 70.15
2024-05-09 21:00 | 45421.875 | 0 | 0 | 0 | 68.09 | 68.09
2024-05-09 22:00 | 45421.9167 | 0 | 0 | 0 | 68.61 | 68.61
2024-05-09 23:00 | 45421.9583 | 0 | 0 | 0 | 66.05 | 66.05
2024-06-09 | 45452 | 0 | 0 | 0 | 66.05 | 66.05
2024-06-09 01:00 | 45452.0417 | 0 | 0 | 0 | 66.56 | 66.56
2024-06-09 02:00 | 45452.0833 | 0 | 0 | 0 | 66.05 | 66.05
2024-06-09 03:00 | 45452.125 | 0 | 0 | 0 | 66.56 | 66.56
2024-06-09 04:00 | 45452.1667 | 0 | 0 | 0 | 66.04 | 66.04
2024-06-09 05:00 | 45452.2083 | 0 | 0 | 0 | 66.05 | 66.05
2024-06-09 06:00 | 45452.25 | 2.23 | 2.23 | 0 | 65.03 | 67.26
2024-06-09 07:00 | 45452.2917 | 45 | 45 | 0 | 39.42 | 84.42
2024-06-09 08:00 | 45452.3333 | 110.19 | 110.19 | 33.15 | 13.82 | 90.86
2024-06-09 09:00 | 45452.375 | 172.18 | 172.18 | 51.9 | 1.54 | 121.82
2024-06-09 10:00 | 45452.4167 | 287.57 | 287.57 | 99.4 | 0 | 188.17
2024-06-09 11:00 | 45452.4583 | 208.19 | 208.19 | 23.68 | 13.31 | 197.82
2024-06-09 12:00 | 45452.5 | 252.71 | 252.71 | 135.29 | 0 | 117.42
2024-06-09 13:00 | 45452.5417 | 186.61 | 186.61 | 29.31 | 7.17 | 164.47
2024-06-09 14:00 | 45452.5833 | 190.55 | 190.55 | 18.56 | 8.19 | 180.18
2024-06-09 15:00 | 45452.625 | 315.68 | 315.68 | 128.32 | 0 | 187.36
2024-06-09 16:00 | 45452.6667 | 290.52 | 290.52 | 125.38 | 0.51 | 165.65
2024-06-09 17:00 | 45452.7083 | 265.1 | 265.1 | 212.74 | 0 | 52.36
2024-06-09 18:00 | 45452.75 | 112.29 | 112.29 | 72.12 | 1.03 | 41.2
2024-06-09 19:00 | 45452.7917 | 6.8 | 6.8 | 0 | 30.72 | 37.52
2024-06-09 20:00 | 45452.8333 | 0 | 0 | 0 | 36.35 | 36.35
2024-06-09 21:00 | 45452.875 | 0 | 0 | 0 | 37.38 | 37.38
2024-06-09 22:00 | 45452.9167 | 0 | 0 | 0 | 36.35 | 36.35
2024-06-09 23:00 | 45452.9583 | 0 | 0 | 0 | 35.84 | 35.84
2024-07-09 | 45482 | 0 | 0 | 0 | 33.79 | 33.79
2024-07-09 01:00 | 45482.0417 | 0 | 0 | 0 | 33.79 | 33.79
2024-07-09 02:00 | 45482.0833 | 0 | 0 | 0 | 32.77 | 32.77
2024-07-09 03:00 | 45482.125 | 0 | 0 | 0 | 33.28 | 33.28
2024-07-09 04:00 | 45482.1667 | 0 | 0 | 0 | 33.28 | 33.28
2024-07-09 05:00 | 45482.2083 | 0 | 0 | 0 | 32.77 | 32.77
2024-07-09 06:00 | 45482.25 | 5.75 | 5.75 | 0 | 25.6 | 31.35
2024-07-09 07:00 | 45482.2917 | 108.47 | 108.47 | 74.31 | 0 | 34.16
2024-07-09 08:00 | 45482.3333 | 258.91 | 258.91 | 215.49 | 0 | 43.42
2024-07-09 09:00 | 45482.375 | 417.12 | 417.12 | 360.19 | 0 | 56.93
2024-07-09 10:00 | 45482.4167 | 566.07 | 566.07 | 498.24 | 0 | 67.83
2024-07-09 11:00 | 45482.4583 | 702.34 | 702.34 | 622.65 | 0 | 79.69
2024-07-09 12:00 | 45482.5 | 727.79 | 727.79 | 646.08 | 0 | 81.71
2024-07-09 13:00 | 45482.5417 | 774.24 | 774.24 | 688.96 | 0 | 85.28
2024-07-09 14:00 | 45482.5833 | 709.34 | 709.34 | 629.25 | 0 | 80.09
2024-07-09 15:00 | 45482.625 | 579.45 | 579.45 | 507.2 | 0 | 72.25
2024-07-09 16:00 | 45482.6667 | 451.35 | 451.35 | 388.93 | 0 | 62.42
2024-07-09 17:00 | 45482.7083 | 286.7 | 286.7 | 235.65 | 0 | 51.05
2024-07-09 18:00 | 45482.75 | 109.15 | 109.15 | 69.37 | 0 | 39.78
2024-07-09 19:00 | 45482.7917 | 7.68 | 7.68 | 0 | 28.67 | 36.35
2024-07-09 20:00 | 45482.8333 | 0 | 0 | 0 | 39.42 | 39.42
2024-07-09 21:00 | 45482.875 | 0 | 0 | 0 | 38.92 | 38.92
2024-07-09 22:00 | 45482.9167 | 0 | 0 | 0 | 36.86 | 36.86
2024-07-09 23:00 | 45482.9583 | 0 | 0 | 0 | 35.33 | 35.33
2024-08-09 | 45513 | 0 | 0 | 0 | 34.81 | 34.81
2024-08-09 01:00 | 45513.0417 | 0 | 0 | 0 | 35.33 | 35.33
2024-08-09 02:00 | 45513.0833 | 0 | 0 | 0 | 34.82 | 34.82
2024-08-09 03:00 | 45513.125 | 0 | 0 | 0 | 34.81 | 34.81
2024-08-09 04:00 | 45513.1667 | 0 | 0 | 0 | 34.82 | 34.82
2024-08-09 05:00 | 45513.2083 | 0 | 0 | 0 | 34.82 | 34.82
2024-08-09 06:00 | 45513.25 | 8.45 | 8.45 | 0.45 | 24.57 | 32.57
2024-08-09 07:00 | 45513.2917 | 117.85 | 117.85 | 81.15 | 0 | 36.7
2024-08-09 08:00 | 45513.3333 | 103.77 | 103.77 | 69.44 | 0 | 34.33
2024-08-09 09:00 | 45513.375 | 251.34 | 251.34 | 205.25 | 0 | 46.09
2024-08-09 10:00 | 45513.4167 | 214.8 | 214.8 | 166.98 | 0 | 47.82
2024-08-09 11:00 | 45513.4583 | 244.6 | 244.6 | 195.97 | 0 | 48.63
2024-08-09 12:00 | 45513.5 | 404.09 | 404.09 | 344.06 | 0 | 60.03
2024-08-09 13:00 | 45513.5417 | 281.38 | 281.38 | 231.81 | 0 | 49.57
2024-08-09 14:00 | 45513.5833 | 214.3 | 214.3 | 170.75 | 0 | 43.55
2024-08-09 15:00 | 45513.625 | 132.33 | 132.33 | 94.85 | 0 | 37.48
2024-08-09 16:00 | 45513.6667 | 58.75 | 58.75 | 27.58 | 0.51 | 31.68
2024-08-09 17:00 | 45513.7083 | 26.77 | 26.77 | 5.06 | 7.68 | 29.39
2024-08-09 18:00 | 45513.75 | 10.38 | 10.38 | 0 | 19.97 | 30.35
2024-08-09 19:00 | 45513.7917 | 0 | 0 | 0 | 31.75 | 31.75
2024-08-09 20:00 | 45513.8333 | 0 | 0 | 0 | 32.25 | 32.25
2024-08-09 21:00 | 45513.875 | 0 | 0 | 0 | 31.75 | 31.75
2024-08-09 22:00 | 45513.9167 | 0 | 0 | 0 | 32.76 | 32.76
2024-08-09 23:00 | 45513.9583 | 0 | 0 | 0 | 32.26 | 32.26
2024-09-09 | 45544 | 0 | 0 | 0 | 32.26 | 32.26
2024-09-09 01:00 | 45544.0417 | 0 | 0 | 0 | 32.25 | 32.25
2024-09-09 02:00 | 45544.0833 | 0 | 0 | 0 | 32.77 | 32.77
2024-09-09 03:00 | 45544.125 | 0 | 0 | 0 | 31.74 | 31.74
2024-09-09 04:00 | 45544.1667 | 0 | 0 | 0 | 32.26 | 32.26
2024-09-09 05:00 | 45544.2083 | 0 | 0 | 0 | 31.23 | 31.23
2024-09-09 06:00 | 45544.25 | 0.19 | 0.19 | 0 | 31.75 | 31.94
2024-09-09 07:00 | 45544.2917 | 6.97 | 6.97 | 0 | 79.36 | 86.33
2024-09-09 08:00 | 45544.3333 | 4.78 | 4.78 | 0 | 83.45 | 88.23
2024-09-09 09:00 | 45544.375 | 12.81 | 12.81 | 0 |  | 12.81
2024-09-09 10:00 | 45544.4167 | 228.77 | 228.77 | 0 |  | 228.77
2024-09-09 11:00 | 45544.4583 | 492.77 | 492.77 | 0 |  | 492.77
2024-09-09 12:00 | 45544.5 | 694.98 | 694.98 | 0 |  | 694.98
2024-09-09 13:00 | 45544.5417 | 537.74 | 537.74 | 0 |  | 537.74
2024-09-09 14:00 | 45544.5833 | 337.81 | 337.81 | 0 |  | 337.81
2024-09-09 15:00 | 45544.625 | 117.21 | 117.21 | 0 |  | 117.21
2024-09-09 16:00 | 45544.6667 | 120.18 | 120.18 | 0 |  | 120.18
2024-09-09 17:00 | 45544.7083 | 326.37 | 326.37 | 0 |  | 326.37
2024-09-09 18:00 | 45544.75 | 109.79 | 109.79 | 0 |  | 109.79
2024-09-09 19:00 | 45544.7917 | 9.08 | 9.08 | 0 |  | 9.08
2024-09-09 20:00 | 45544.8333 | 0 | 0 | 0 |  | 0
2024-09-09 21:00 | 45544.875 | 0 | 0 | 0 |  | 0
2024-09-09 22:00 | 45544.9167 | 0 | 0 | 0 |  | 0
2024-09-09 23:00 | 45544.9583 | 0 | 0 | 0 |  | 0
2024-10-09 | 45574 | 0 | 0 | 0 |  | 0
2024-10-09 01:00 | 45574.0417 | 0 | 0 | 0 |  | 0
2024-10-09 02:00 | 45574.0833 | 0 | 0 | 0 |  | 0
2024-10-09 03:00 | 45574.125 | 0 | 0 | 0 |  | 0
2024-10-09 04:00 | 45574.1667 | 0 | 0 | 0 |  | 0
2024-10-09 05:00 | 45574.2083 | 0 | 0 | 0 |  | 0
2024-10-09 06:00 | 45574.25 | 4.55 | 4.55 | 0 |  | 4.55
2024-10-09 07:00 | 45574.2917 | 115.28 | 115.28 | 0 |  | 115.28
2024-10-09 08:00 | 45574.3333 | 266.31 | 266.31 | 0 |  | 266.31
2024-10-09 09:00 | 45574.375 | 420.97 | 420.97 | 0 |  | 420.97
2024-10-09 10:00 | 45574.4167 | 573.68 | 573.68 | 0 |  | 573.68
2024-10-09 11:00 | 45574.4583 | 682.38 | 682.38 | 250.17 |  | 432.21
2024-10-09 12:00 | 45574.5 | 746.16 | 746.16 | 607.04 | 0 | 139.12
2024-10-09 13:00 | 45574.5417 | 753.61 | 753.61 | 536.77 | 0 | 216.84
2024-10-09 14:00 | 45574.5833 | 706.86 | 706.86 | 503.62 | 0 | 203.24
2024-10-09 15:00 | 45574.625 | 604.82 | 604.82 | 429.69 | 0 | 175.13
2024-10-09 16:00 | 45574.6667 | 452.78 | 452.78 | 382.15 | 0 | 70.63
2024-10-09 17:00 | 45574.7083 | 248.81 | 248.81 | 191.48 | 0 | 57.33
2024-10-09 18:00 | 45574.75 | 102.13 | 102.13 | 54.4 | 0 | 47.73
2024-10-09 19:00 | 45574.7917 | 5.81 | 5.81 | 0.07 | 39.42 | 45.16
2024-10-09 20:00 | 45574.8333 | 0 | 0 | 0 | 43.01 | 43.01
2024-10-09 21:00 | 45574.875 | 0 | 0 | 0 | 42.49 | 42.49
2024-10-09 22:00 | 45574.9167 | 0 | 0 | 0 | 39.43 | 39.43
2024-10-09 23:00 | 45574.9583 | 0 | 0 | 0 | 38.4 | 38.4
2024-11-09 | 45605 | 0 | 0 | 0 | 36.86 | 36.86
2024-11-09 01:00 | 45605.0417 | 0 | 0 | 0 | 36.87 | 36.87
2024-11-09 02:00 | 45605.0833 | 0 | 0 | 0 | 36.86 | 36.86
2024-11-09 03:00 | 45605.125 | 0 | 0 | 0 | 36.86 | 36.86
2024-11-09 04:00 | 45605.1667 | 0 | 0 | 0 | 36.87 | 36.87
2024-11-09 05:00 | 45605.2083 | 0 | 0 | 0 | 36.86 | 36.86
2024-11-09 06:00 | 45605.25 | 0.93 | 0.93 | 0 | 38.4 | 39.33
2024-11-09 07:00 | 45605.2917 | 30.43 | 30.43 | 0 | 103.43 | 133.86
2024-11-09 08:00 | 45605.3333 | 142.81 | 142.81 | 7.68 | 41.47 | 176.6
2024-11-09 09:00 | 45605.375 | 197.39 | 197.39 | 37.31 | 7.17 | 167.25
2024-11-09 10:00 | 45605.4167 | 319.81 | 319.81 | 178.37 | 0 | 141.44
2024-11-09 11:00 | 45605.4583 | 285.36 | 285.36 | 138.05 | 0 | 147.31
2024-11-09 12:00 | 45605.5 | 495.8 | 495.8 | 339.52 | 0 | 156.28
2024-11-09 13:00 | 45605.5417 | 600.72 | 600.72 | 393.15 | 0 | 207.57
2024-11-09 14:00 | 45605.5833 | 587.51 | 587.51 | 365.76 | 0.51 | 222.26
2024-11-09 15:00 | 45605.625 | 264.42 | 264.42 | 138.3 | 0 | 126.12
2024-11-09 16:00 | 45605.6667 | 393.35 | 393.35 | 320.51 | 0 | 72.84
2024-11-09 17:00 | 45605.7083 | 158.9 | 158.9 | 104.32 | 0 | 54.58
2024-11-09 18:00 | 45605.75 | 57.57 | 57.57 | 14.98 | 3.58 | 46.17
2024-11-09 19:00 | 45605.7917 | 3.6 | 3.6 | 0 | 39.43 | 43.03
2024-11-09 20:00 | 45605.8333 | 0 | 0 | 0 | 43 | 43
2024-11-09 21:00 | 45605.875 | 0 | 0 | 0 | 42.5 | 42.5
2024-11-09 22:00 | 45605.9167 | 0 | 0 | 0 | 39.94 | 39.94
2024-11-09 23:00 | 45605.9583 | 0 | 0 | 0 | 38.91 | 38.91
2024-12-09 | 45635 | 0 | 0 | 0 | 38.4 | 38.4
2024-12-09 01:00 | 45635.0417 | 0 | 0 | 0 | 38.4 | 38.4
2024-12-09 02:00 | 45635.0833 | 0 | 0 | 0 | 37.89 | 37.89
2024-12-09 03:00 | 45635.125 | 0 | 0 | 0 | 37.88 | 37.88
2024-12-09 04:00 | 45635.1667 | 0 | 0 | 0 | 38.4 | 38.4
2024-12-09 05:00 | 45635.2083 | 0 | 0 | 0 | 38.4 | 38.4
2024-12-09 06:00 | 45635.25 | 0.39 | 0.39 | 0 | 39.43 | 39.82
2024-12-09 07:00 | 45635.2917 | 41.28 | 41.28 | 0.06 | 45.57 | 86.79
2024-12-09 08:00 | 45635.3333 | 83.62 | 83.62 | 3.27 | 57.85 | 138.2
2024-12-09 09:00 | 45635.375 | 123.25 | 123.25 | 50.56 | 24.07 | 96.76
2024-12-09 10:00 | 45635.4167 | 61.56 | 61.56 | 13.89 | 44.03 | 91.7
2024-12-09 11:00 | 45635.4583 | 53.32 | 53.32 | 0 | 86.53 | 139.85
2024-12-09 12:00 | 45635.5 | 65.48 | 65.48 | 0.25 | 48.12 | 113.35
2024-12-09 13:00 | 45635.5417 | 96.01 | 96.01 | 12.48 | 11.78 | 95.31
2024-12-09 14:00 | 45635.5833 | 46.1 | 46.1 | 0.26 | 49.15 | 94.99
2024-12-09 15:00 | 45635.625 | 36.14 | 36.14 | 0.06 | 51.71 | 87.79
2024-12-09 16:00 | 45635.6667 | 21.85 | 21.85 | 2.95 | 18.95 | 37.85
2024-12-09 17:00 | 45635.7083 | 18.75 | 18.75 | 0 | 18.94 | 37.69
2024-12-09 18:00 | 45635.75 | 4.11 | 4.11 | 0 | 33.79 | 37.9
2024-12-09 19:00 | 45635.7917 | 0.01 | 0.01 | 0 | 38.4 | 38.41
2024-12-09 20:00 | 45635.8333 | 0 | 0 | 0 | 38.4 | 38.4
2024-12-09 21:00 | 45635.875 | 0 | 0 | 0 | 37.89 | 37.89
2024-12-09 22:00 | 45635.9167 | 0 | 0 | 0 | 36.35 | 36.35
2024-12-09 23:00 | 45635.9583 | 0 | 0 | 0 | 35.84 | 35.84
09/13/2024 00:00:00 | 09/13/2024 00:00:00 | 0 | 0 | 0 | 35.84 | 35.84
09/13/2024 01:00:00 | 09/13/2024 01:00:00 | 0 | 0 | 0 | 35.33 | 35.33
09/13/2024 02:00:00 | 09/13/2024 02:00:00 | 0 | 0 | 0 | 35.33 | 35.33
09/13/2024 03:00:00 | 09/13/2024 03:00:00 | 0 | 0 | 0 | 35.33 | 35.33
09/13/2024 04:00:00 | 09/13/2024 04:00:00 | 0 | 0 | 0 | 35.33 | 35.33
09/13/2024 05:00:00 | 09/13/2024 05:00:00 | 0 | 0 | 0 | 35.32 | 35.32
09/13/2024 06:00:00 | 09/13/2024 06:00:00 | 0.25 | 0.25 | 0 | 37.38 | 37.63
09/13/2024 07:00:00 | 09/13/2024 07:00:00 | 22.61 | 22.61 | 0 | 67.58 | 90.19
09/13/2024 08:00:00 | 09/13/2024 08:00:00 | 74.52 | 74.52 | 5.69 | 23.56 | 92.39
09/13/2024 09:00:00 | 09/13/2024 09:00:00 | 152.12 | 152.12 | 29.95 | 5.12 | 127.29
09/13/2024 10:00:00 | 09/13/2024 10:00:00 | 246.11 | 246.11 | 104.52 | 0 | 141.59
09/13/2024 11:00:00 | 09/13/2024 11:00:00 | 378.52 | 378.52 | 224.32 | 0 | 154.2
09/13/2024 12:00:00 | 09/13/2024 12:00:00 | 469.81 | 469.81 | 355.9 | 0 | 113.91
09/13/2024 13:00:00 | 09/13/2024 13:00:00 | 767.52 | 767.52 | 578.75 | 0 | 188.77
09/13/2024 14:00:00 | 09/13/2024 14:00:00 | 331.63 | 331.63 | 142.72 | 0 | 188.91
09/13/2024 15:00:00 | 09/13/2024 15:00:00 | 327.25 | 327.25 | 140.61 | 0 | 186.64
09/13/2024 16:00:00 | 09/13/2024 16:00:00 | 244.97 | 244.97 | 197.31 | 0 | 47.66
09/13/2024 17:00:00 | 09/13/2024 17:00:00 | 146.56 | 146.56 | 106.11 | 0 | 40.45
09/13/2024 18:00:00 | 09/13/2024 18:00:00 | 57.01 | 57.01 | 22.53 | 1.02 | 35.5
09/13/2024 19:00:00 | 09/13/2024 19:00:00 | 4.02 | 4.02 | 0 | 31.74 | 35.76
09/13/2024 20:00:00 | 09/13/2024 20:00:00 | 0 | 0 | 0 | 37.89 | 37.89
09/13/2024 21:00:00 | 09/13/2024 21:00:00 | 0 | 0 | 0 | 35.84 | 35.84
09/13/2024 22:00:00 | 09/13/2024 22:00:00 | 0 | 0 | 0 | 35.84 | 35.84
09/13/2024 23:00:00 | 09/13/2024 23:00:00 | 0 | 0 | 0 | 33.79 | 33.79
09/14/2024 00:00:00 | 09/14/2024 00:00:00 | 0 | 0 | 0 | 34.31 | 34.31
09/14/2024 01:00:00 | 09/14/2024 01:00:00 | 0 | 0 | 0 | 34.3 | 34.3
09/14/2024 02:00:00 | 09/14/2024 02:00:00 | 0 | 0 | 0 | 34.82 | 34.82
09/14/2024 03:00:00 | 09/14/2024 03:00:00 | 0 | 0 | 0 | 33.79 | 33.79
09/14/2024 04:00:00 | 09/14/2024 04:00:00 | 0 | 0 | 0 | 32.77 | 32.77
09/14/2024 05:00:00 | 09/14/2024 05:00:00 | 0 | 0 | 0 | 33.79 | 33.79
09/14/2024 06:00:00 | 09/14/2024 06:00:00 | 0.16 | 0.16 | 0 | 32.77 | 32.93
09/14/2024 07:00:00 | 09/14/2024 07:00:00 | 30.66 | 30.66 | 12.03 | 13.31 | 31.94
09/14/2024 08:00:00 | 09/14/2024 08:00:00 | 127.72 | 127.72 | 91.08 | 0 | 36.64
09/14/2024 09:00:00 | 09/14/2024 09:00:00 | 165.83 | 165.83 | 126.84 | 0 | 38.99
09/14/2024 10:00:00 | 09/14/2024 10:00:00 | 296.66 | 296.66 | 247.04 | 0 | 49.62
09/14/2024 11:00:00 | 09/14/2024 11:00:00 | 370.24 | 370.24 | 315.4 | 0 | 54.84
09/14/2024 12:00:00 | 09/14/2024 12:00:00 | 250.86 | 250.86 | 203.45 | 0 | 47.41
09/14/2024 13:00:00 | 09/14/2024 13:00:00 | 246.89 | 246.89 | 200.19 | 0 | 46.7
09/14/2024 14:00:00 | 09/14/2024 14:00:00 | 144.85 | 144.85 | 104.96 | 0 | 39.89
09/14/2024 15:00:00 | 09/14/2024 15:00:00 | 95.17 | 95.17 | 57.92 | 0 | 37.25
09/14/2024 16:00:00 | 09/14/2024 16:00:00 | 51.51 | 51.51 | 17.86 | 0 | 33.65
09/14/2024 17:00:00 | 09/14/2024 17:00:00 | 23.7 | 23.7 | 0.06 | 8.19 | 31.83
09/14/2024 18:00:00 | 09/14/2024 18:00:00 | 13.8 | 13.8 | 0 | 18.95 | 32.75
09/14/2024 19:00:00 | 09/14/2024 19:00:00 | 0.42 | 0.42 | 0 | 34.81 | 35.23
09/14/2024 20:00:00 | 09/14/2024 20:00:00 | 0 | 0 | 0 | 35.84 | 35.84
09/14/2024 21:00:00 | 09/14/2024 21:00:00 | 0 | 0 | 0 | 35.33 | 35.33
09/14/2024 22:00:00 | 09/14/2024 22:00:00 | 0 | 0 | 0 | 33.28 | 33.28
09/14/2024 23:00:00 | 09/14/2024 23:00:00 | 0 | 0 | 0 | 33.79 | 33.79
09/15/2024 00:00:00 | 09/15/2024 00:00:00 | 0 | 0 | 0 | 33.28 | 33.28
09/15/2024 01:00:00 | 09/15/2024 01:00:00 | 0 | 0 | 0 | 33.28 | 33.28
09/15/2024 02:00:00 | 09/15/2024 02:00:00 | 0 | 0 | 0 | 33.79 | 33.79
09/15/2024 03:00:00 | 09/15/2024 03:00:00 | 0 | 0 | 0 | 33.28 | 33.28
09/15/2024 04:00:00 | 09/15/2024 04:00:00 | 0 | 0 | 0 | 33.28 | 33.28
09/15/2024 05:00:00 | 09/15/2024 05:00:00 | 0 | 0 | 0 | 32.77 | 32.77
09/15/2024 06:00:00 | 09/15/2024 06:00:00 | 0.07 | 0.07 | 0 | 33.28 | 33.35
09/15/2024 07:00:00 | 09/15/2024 07:00:00 | 20.58 | 20.58 | 5.25 | 17.41 | 32.74
09/15/2024 08:00:00 | 09/15/2024 08:00:00 | 22.89 | 22.89 | 0 | 9.22 | 32.11
09/15/2024 09:00:00 | 09/15/2024 09:00:00 | 39.12 | 39.12 | 7.68 | 0 | 31.44
09/15/2024 10:00:00 | 09/15/2024 10:00:00 | 57.83 | 57.83 | 21.76 | 0 | 36.07
09/15/2024 11:00:00 | 09/15/2024 11:00:00 | 78.85 | 78.85 | 42.11 | 0 | 36.74
09/15/2024 12:00:00 | 09/15/2024 12:00:00 | 115.77 | 115.77 | 75.91 | 0 | 39.86
09/15/2024 13:00:00 | 09/15/2024 13:00:00 | 266.89 | 266.89 | 217.66 | 0 | 49.23
09/15/2024 14:00:00 | 09/15/2024 14:00:00 | 285.84 | 285.84 | 235.46 | 0 | 50.38
09/15/2024 15:00:00 | 09/15/2024 15:00:00 | 192.87 | 192.87 | 151.93 | 0 | 40.94
09/15/2024 16:00:00 | 09/15/2024 16:00:00 | 146.04 | 146.04 | 109.19 | 0 | 36.85
09/15/2024 17:00:00 | 09/15/2024 17:00:00 | 95.32 | 95.32 | 60.86 | 0 | 34.46
09/15/2024 18:00:00 | 09/15/2024 18:00:00 | 49.36 | 49.36 | 21.25 | 4.09 | 32.2
09/15/2024 19:00:00 | 09/15/2024 19:00:00 | 0.72 | 0.72 | 0 | 31.75 | 32.47
09/15/2024 20:00:00 | 09/15/2024 20:00:00 | 0 | 0 | 0 | 33.79 | 33.79
09/15/2024 21:00:00 | 09/15/2024 21:00:00 | 0 | 0 | 0 | 34.3 | 34.3
09/15/2024 22:00:00 | 09/15/2024 22:00:00 | 0 | 0 | 0 | 33.28 | 33.28
09/15/2024 23:00:00 | 09/15/2024 23:00:00 | 0 | 0 | 0 | 34.31 | 34.31
09/16/2024 00:00:00 | 09/16/2024 00:00:00 | 0 | 0 | 0 | 33.28 | 33.28
09/16/2024 01:00:00 | 09/16/2024 01:00:00 | 0 | 0 | 0 | 33.79 | 33.79
09/16/2024 02:00:00 | 09/16/2024 02:00:00 | 0 | 0 | 0 | 34.3 | 34.3
09/16/2024 03:00:00 | 09/16/2024 03:00:00 | 0 | 0 | 0 | 34.31 | 34.31
09/16/2024 04:00:00 | 09/16/2024 04:00:00 | 0 | 0 | 0 | 34.3 | 34.3
09/16/2024 05:00:00 | 09/16/2024 05:00:00 | 0 | 0 | 0 | 34.3 | 34.3
09/16/2024 06:00:00 | 09/16/2024 06:00:00 | 1.22 | 1.22 | 0 | 32.77 | 33.99
09/16/2024 07:00:00 | 09/16/2024 07:00:00 | 95 | 95 | 64.77 | 5.12 | 35.35
09/16/2024 08:00:00 | 09/16/2024 08:00:00 | 267.81 | 267.81 | 218.94 | 0 | 48.87
09/16/2024 09:00:00 | 09/16/2024 09:00:00 | 438.5 | 438.5 | 376.71 | 0 | 61.79
09/16/2024 10:00:00 | 09/16/2024 10:00:00 | 499.88 | 499.88 | 434.56 | 0 | 65.32
09/16/2024 11:00:00 | 09/16/2024 11:00:00 | 236.3 | 236.3 | 188.28 | 0 | 48.02
09/16/2024 12:00:00 | 09/16/2024 12:00:00 | 425.36 | 425.36 | 365.06 | 0 | 60.3
09/16/2024 13:00:00 | 09/16/2024 13:00:00 | 411.73 | 411.73 | 354.24 | 0 | 57.49
09/16/2024 14:00:00 | 09/16/2024 14:00:00 | 292.79 | 292.79 | 243.78 | 0 | 49.01
09/16/2024 15:00:00 | 09/16/2024 15:00:00 | 163.08 | 163.08 | 121.6 | 0 | 41.48
09/16/2024 16:00:00 | 09/16/2024 16:00:00 | 112.13 | 112.13 | 72.89 | 0 | 39.24
09/16/2024 17:00:00 | 09/16/2024 17:00:00 | 57.45 | 57.45 | 22.27 | 0 | 35.18
09/16/2024 18:00:00 | 09/16/2024 18:00:00 | 18.57 | 18.57 | 1.8 | 16.9 | 33.67
09/16/2024 19:00:00 | 09/16/2024 19:00:00 | 0.32 | 0.32 | 0 | 34.81 | 35.13
09/16/2024 20:00:00 | 09/16/2024 20:00:00 | 0 | 0 | 0 | 35.84 | 35.84
09/16/2024 21:00:00 | 09/16/2024 21:00:00 | 0 | 0 | 0 | 34.82 | 34.82
09/16/2024 22:00:00 | 09/16/2024 22:00:00 | 0 | 0 | 0 | 33.79 | 33.79
09/16/2024 23:00:00 | 09/16/2024 23:00:00 | 0 | 0 | 0 | 32.26 | 32.26
09/17/2024 00:00:00 | 09/17/2024 00:00:00 | 0 | 0 | 0 | 33.28 | 33.28
09/17/2024 01:00:00 | 09/17/2024 01:00:00 | 0 | 0 | 0 | 32.25 | 32.25
09/17/2024 02:00:00 | 09/17/2024 02:00:00 | 0 | 0 | 0 | 32.77 | 32.77
09/17/2024 03:00:00 | 09/17/2024 03:00:00 | 0 | 0 | 0 | 32.26 | 32.26
09/17/2024 04:00:00 | 09/17/2024 04:00:00 | 0 | 0 | 0 | 31.74 | 31.74
09/17/2024 05:00:00 | 09/17/2024 05:00:00 | 0 | 0 | 0 | 33.28 | 33.28
09/17/2024 06:00:00 | 09/17/2024 06:00:00 | 1.42 | 1.42 | 0 | 32.77 | 34.19
09/17/2024 07:00:00 | 09/17/2024 07:00:00 | 28.83 | 28.83 | 0 | 117.76 | 146.59
09/17/2024 08:00:00 | 09/17/2024 08:00:00 | 101.89 | 101.89 | 2.17 | 84.48 | 184.2
09/17/2024 09:00:00 | 09/17/2024 09:00:00 | 293.32 | 293.32 | 103.43 | 0 | 189.89
09/17/2024 10:00:00 | 09/17/2024 10:00:00 | 630.45 | 630.45 | 396.73 | 0 | 233.72
09/17/2024 11:00:00 | 09/17/2024 11:00:00 | 702.28 | 702.28 | 494.72 | 0 | 207.56
09/17/2024 12:00:00 | 09/17/2024 12:00:00 | 733.55 | 733.55 | 602.18 | 0 | 131.37
09/17/2024 13:00:00 | 09/17/2024 13:00:00 | 580.42 | 580.42 | 379.45 | 0 | 200.97
09/17/2024 14:00:00 | 09/17/2024 14:00:00 | 733.16 | 733.16 | 528 | 0 | 205.16
09/17/2024 15:00:00 | 09/17/2024 15:00:00 | 615.82 | 615.82 | 441.16 | 0 | 174.66
09/17/2024 16:00:00 | 09/17/2024 16:00:00 | 423.51 | 423.51 | 360.06 | 0 | 63.45
09/17/2024 17:00:00 | 09/17/2024 17:00:00 | 225.68 | 225.68 | 177.92 | 0 | 47.76
09/17/2024 18:00:00 | 09/17/2024 18:00:00 | 53.11 | 53.11 | 22.21 | 7.17 | 38.07
09/17/2024 19:00:00 | 09/17/2024 19:00:00 | 1.55 | 1.55 | 0 | 35.33 | 36.88
09/17/2024 20:00:00 | 09/17/2024 20:00:00 | 0 | 0 | 0 | 38.4 | 38.4
09/17/2024 21:00:00 | 09/17/2024 21:00:00 | 0 | 0 | 0 | 38.4 | 38.4
09/17/2024 22:00:00 | 09/17/2024 22:00:00 | 0 | 0 | 0 | 34.81 | 34.81
09/17/2024 23:00:00 | 09/17/2024 23:00:00 | 0 | 0 | 0 | 34.31 | 34.31
09/18/2024 00:00:00 | 09/18/2024 00:00:00 | 0 | 0 | 0 | 34.3 | 34.3
09/18/2024 01:00:00 | 09/18/2024 01:00:00 | 0 | 0 | 0 | 33.79 | 33.79
09/18/2024 02:00:00 | 09/18/2024 02:00:00 | 0 | 0 | 0 | 33.79 | 33.79
09/18/2024 03:00:00 | 09/18/2024 03:00:00 | 0 | 0 | 0 | 34.31 | 34.31
09/18/2024 04:00:00 | 09/18/2024 04:00:00 | 0 | 0 | 0 | 33.79 | 33.79
09/18/2024 05:00:00 | 09/18/2024 05:00:00 | 0 | 0 | 0 | 33.79 | 33.79
09/18/2024 06:00:00 | 09/18/2024 06:00:00 | 1.54 | 1.54 | 0 | 32.26 | 33.8
09/18/2024 07:00:00 | 09/18/2024 07:00:00 | 90.82 | 90.82 | 39.49 | 4.09 | 55.42
09/18/2024 08:00:00 | 09/18/2024 08:00:00 | 248.11 | 248.11 | 157.31 | 0 | 90.8
09/18/2024 09:00:00 | 09/18/2024 09:00:00 | 398.03 | 398.03 | 297.98 | 0 | 100.05
09/18/2024 10:00:00 | 09/18/2024 10:00:00 | 610.28 | 610.28 | 492.87 | 0 | 117.41
09/18/2024 11:00:00 | 09/18/2024 11:00:00 | 585.88 | 585.88 | 472.7 | 0 | 113.18
09/18/2024 12:00:00 | 09/18/2024 12:00:00 | 728.92 | 728.92 | 604.74 | 0 | 124.18
09/18/2024 13:00:00 | 09/18/2024 13:00:00 | 746.77 | 746.77 | 617.92 | 0 | 128.85
09/18/2024 14:00:00 | 09/18/2024 14:00:00 | 429.26 | 429.26 | 324.41 | 0 | 104.85
09/18/2024 15:00:00 | 09/18/2024 15:00:00 | 270.91 | 270.91 | 177.47 | 0 | 93.44
09/18/2024 16:00:00 | 09/18/2024 16:00:00 | 212.34 | 212.34 | 165.51 | 0 | 46.83
09/18/2024 17:00:00 | 09/18/2024 17:00:00 | 175.89 | 175.89 | 133.31 | 0 | 42.58
09/18/2024 18:00:00 | 09/18/2024 18:00:00 | 52.56 | 52.56 | 22.53 | 4.61 | 34.64
09/18/2024 19:00:00 | 09/18/2024 19:00:00 | 1.19 | 1.19 | 0 | 35.33 | 36.52
09/18/2024 20:00:00 | 09/18/2024 20:00:00 | 0 | 0 | 0 | 38.4 | 38.4
09/18/2024 21:00:00 | 09/18/2024 21:00:00 | 0 | 0 | 0 | 37.38 | 37.38
09/18/2024 22:00:00 | 09/18/2024 22:00:00 | 0 | 0 | 0 | 35.32 | 35.32
09/18/2024 23:00:00 | 09/18/2024 23:00:00 | 0 | 0 | 0 | 34.31 | 34.31
09/19/2024 00:00:00 | 09/19/2024 00:00:00 | 0 | 0 | 0 | 34.3 | 34.3
09/19/2024 01:00:00 | 09/19/2024 01:00:00 | 0 | 0 | 0 | 33.28 | 33.28
09/19/2024 02:00:00 | 09/19/2024 02:00:00 | 0 | 0 | 0 | 33.79 | 33.79
09/19/2024 03:00:00 | 09/19/2024 03:00:00 | 0 | 0 | 0 | 33.8 | 33.8
09/19/2024 04:00:00 | 09/19/2024 04:00:00 | 0 | 0 | 0 | 34.3 | 34.3
09/19/2024 05:00:00 | 09/19/2024 05:00:00 | 0 | 0 | 0 | 33.79 | 33.79
09/19/2024 06:00:00 | 09/19/2024 06:00:00 | 1.05 | 1.05 | 0 | 32.77 | 33.82
09/19/2024 07:00:00 | 09/19/2024 07:00:00 | 54 | 54 | 4.73 | 27.14 | 76.41
09/19/2024 08:00:00 | 09/19/2024 08:00:00 | 131.05 | 131.05 | 49.41 | 3.07 | 84.71
09/19/2024 09:00:00 | 09/19/2024 09:00:00 | 203.65 | 203.65 | 112.07 | 0 | 91.58
09/19/2024 10:00:00 | 09/19/2024 10:00:00 | 291.34 | 291.34 | 192.19 | 0 | 99.15
09/19/2024 11:00:00 | 09/19/2024 11:00:00 | 312.31 | 312.31 | 214.65 | 0 | 97.66
09/19/2024 12:00:00 | 09/19/2024 12:00:00 | 208.59 | 208.59 | 119.04 | 0 | 89.55
09/19/2024 13:00:00 | 09/19/2024 13:00:00 | 296.86 | 296.86 | 203.27 | 0 | 93.59
09/19/2024 14:00:00 | 09/19/2024 14:00:00 | 603.34 | 603.34 | 490.37 | 0 | 112.97
09/19/2024 15:00:00 | 09/19/2024 15:00:00 | 469.13 | 469.13 | 367.48 | 0 | 101.65
09/19/2024 16:00:00 | 09/19/2024 16:00:00 | 392.99 | 392.99 | 332.87 | 0 | 60.12
09/19/2024 17:00:00 | 09/19/2024 17:00:00 | 198.26 | 198.26 | 151.61 | 0 | 46.65
09/19/2024 18:00:00 | 09/19/2024 18:00:00 | 41.38 | 41.38 | 12.74 | 9.73 | 38.37
09/19/2024 19:00:00 | 09/19/2024 19:00:00 | 0.69 | 0.69 | 0 | 38.91 | 39.6
09/19/2024 20:00:00 | 09/19/2024 20:00:00 | 0 | 0 | 0 | 39.93 | 39.93
09/19/2024 21:00:00 | 09/19/2024 21:00:00 | 0 | 0 | 0 | 39.43 | 39.43
09/19/2024 22:00:00 | 09/19/2024 22:00:00 | 0 | 0 | 0 | 37.89 | 37.89
09/19/2024 23:00:00 | 09/19/2024 23:00:00 | 0 | 0 | 0 | 37.37 | 37.37
09/20/2024 00:00:00 | 09/20/2024 00:00:00 | 0 | 0 | 0 | 36.87 | 36.87
09/20/2024 01:00:00 | 09/20/2024 01:00:00 | 0 | 0 | 0 | 36.86 | 36.86
09/20/2024 02:00:00 | 09/20/2024 02:00:00 | 0 | 0 | 0 | 36.86 | 36.86
09/20/2024 03:00:00 | 09/20/2024 03:00:00 | 0 | 0 | 0 | 37.38 | 37.38
09/20/2024 04:00:00 | 09/20/2024 04:00:00 | 0 | 0 | 0 | 37.38 | 37.38
09/20/2024 05:00:00 | 09/20/2024 05:00:00 | 0 | 0 | 0 | 36.86 | 36.86
09/20/2024 06:00:00 | 09/20/2024 06:00:00 | 0.39 | 0.39 | 0 | 37.89 | 38.28
09/20/2024 07:00:00 | 09/20/2024 07:00:00 | 53.42 | 53.42 | 18.43 | 11.77 | 46.76
09/20/2024 08:00:00 | 09/20/2024 08:00:00 | 217.49 | 217.49 | 132.67 | 0 | 84.82
09/20/2024 09:00:00 | 09/20/2024 09:00:00 | 394.45 | 394.45 | 287.68 | 0 | 106.77
09/20/2024 10:00:00 | 09/20/2024 10:00:00 | 566.09 | 566.09 | 437.12 | 0 | 128.97
09/20/2024 11:00:00 | 09/20/2024 11:00:00 | 416.63 | 416.63 | 310.02 | 0 | 106.61
09/20/2024 12:00:00 | 09/20/2024 12:00:00 | 246.63 | 246.63 | 156.93 | 0 | 89.7
09/20/2024 13:00:00 | 09/20/2024 13:00:00 | 294.76 | 294.76 | 171.2 | 0 | 123.56
09/20/2024 14:00:00 | 09/20/2024 14:00:00 | 279.64 | 279.64 | 139.65 | 0 | 139.99
09/20/2024 15:00:00 | 09/20/2024 15:00:00 | 379.77 | 379.77 | 287.93 | 0 | 91.84
09/20/2024 16:00:00 | 09/20/2024 16:00:00 | 272.42 | 272.42 | 224.26 | 0 | 48.16
09/20/2024 17:00:00 | 09/20/2024 17:00:00 | 219.69 | 219.69 | 174.78 | 0 | 44.91
09/20/2024 18:00:00 | 09/20/2024 18:00:00 | 80.73 | 80.73 | 48.83 | 4.61 | 36.51
09/20/2024 19:00:00 | 09/20/2024 19:00:00 | 0.36 | 0.36 | 0 | 36.35 | 36.71
09/20/2024 20:00:00 | 09/20/2024 20:00:00 | 0 | 0 | 0 | 36.87 | 36.87
09/20/2024 21:00:00 | 09/20/2024 21:00:00 | 0 | 0 | 0 | 36.86 | 36.86
09/20/2024 22:00:00 | 09/20/2024 22:00:00 | 0 | 0 | 0 | 34.82 | 34.82
09/20/2024 23:00:00 | 09/20/2024 23:00:00 | 0 | 0 | 0 | 33.79 | 33.79
09/21/2024 00:00:00 | 09/21/2024 00:00:00 | 0 | 0 | 0 | 33.28 | 33.28
09/21/2024 01:00:00 | 09/21/2024 01:00:00 | 0 | 0 | 0 | 33.28 | 33.28
09/21/2024 02:00:00 | 09/21/2024 02:00:00 | 0 | 0 | 0 | 33.79 | 33.79
09/21/2024 03:00:00 | 09/21/2024 03:00:00 | 0 | 0 | 0 | 33.28 | 33.28
09/21/2024 04:00:00 | 09/21/2024 04:00:00 | 0 | 0 | 0 | 33.28 | 33.28
09/21/2024 05:00:00 | 09/21/2024 05:00:00 | 0 | 0 | 0 | 33.28 | 33.28
09/21/2024 06:00:00 | 09/21/2024 06:00:00 | 0.88 | 0.88 | 0 | 31.23 | 32.11
09/21/2024 07:00:00 | 09/21/2024 07:00:00 | 69.09 | 69.09 | 40.26 | 3.59 | 32.42
09/21/2024 08:00:00 | 09/21/2024 08:00:00 | 223.46 | 223.46 | 181.57 | 0 | 41.89
09/21/2024 09:00:00 | 09/21/2024 09:00:00 | 372.21 | 372.21 | 319.81 | 0 | 52.4
09/21/2024 10:00:00 | 09/21/2024 10:00:00 | 525.52 | 525.52 | 460.22 | 0 | 65.3
09/21/2024 11:00:00 | 09/21/2024 11:00:00 | 635.88 | 635.88 | 562.94 | 0 | 72.94
09/21/2024 12:00:00 | 09/21/2024 12:00:00 | 619.36 | 619.36 | 546.95 | 0 | 72.41
09/21/2024 13:00:00 | 09/21/2024 13:00:00 | 718.01 | 718.01 | 638.72 | 0 | 79.29
09/21/2024 14:00:00 | 09/21/2024 14:00:00 | 650.77 | 650.77 | 576.7 | 0 | 74.07
09/21/2024 15:00:00 | 09/21/2024 15:00:00 | 537.13 | 537.13 | 471.04 | 0 | 66.09
09/21/2024 16:00:00 | 09/21/2024 16:00:00 | 376.12 | 376.12 | 322.24 | 0 | 53.88
09/21/2024 17:00:00 | 09/21/2024 17:00:00 | 196.79 | 196.79 | 154.56 | 0 | 42.23
09/21/2024 18:00:00 | 09/21/2024 18:00:00 | 48.18 | 48.18 | 20.23 | 5.12 | 33.07
09/21/2024 19:00:00 | 09/21/2024 19:00:00 | 0.71 | 0.71 | 0 | 35.84 | 36.55
09/21/2024 20:00:00 | 09/21/2024 20:00:00 | 0 | 0 | 0 | 35.84 | 35.84
09/21/2024 21:00:00 | 09/21/2024 21:00:00 | 0 | 0 | 0 | 36.35 | 36.35
09/21/2024 22:00:00 | 09/21/2024 22:00:00 | 0 | 0 | 0 | 34.3 | 34.3
09/21/2024 23:00:00 | 09/21/2024 23:00:00 | 0 | 0 | 0 | 33.28 | 33.28
09/22/2024 00:00:00 | 09/22/2024 00:00:00 | 0 | 0 | 0 | 33.28 | 33.28
09/22/2024 01:00:00 | 09/22/2024 01:00:00 | 0 | 0 | 0 | 33.28 | 33.28
09/22/2024 02:00:00 | 09/22/2024 02:00:00 | 0 | 0 | 0 | 32.77 | 32.77
09/22/2024 03:00:00 | 09/22/2024 03:00:00 | 0 | 0 | 0 | 32.77 | 32.77
09/22/2024 04:00:00 | 09/22/2024 04:00:00 | 0 | 0 | 0 | 33.28 | 33.28
09/22/2024 05:00:00 | 09/22/2024 05:00:00 | 0 | 0 | 0 | 32.77 | 32.77
09/22/2024 06:00:00 | 09/22/2024 06:00:00 | 1.1 | 1.1 | 0 | 31.74 | 32.84
09/22/2024 07:00:00 | 09/22/2024 07:00:00 | 75.63 | 75.63 | 45.5 | 2.56 | 32.69
09/22/2024 08:00:00 | 09/22/2024 08:00:00 | 225.28 | 225.28 | 183.1 | 0 | 42.18
09/22/2024 09:00:00 | 09/22/2024 09:00:00 | 368.09 | 368.09 | 316.1 | 0 | 51.99
09/22/2024 10:00:00 | 09/22/2024 10:00:00 | 485.89 | 485.89 | 424.19 | 0 | 61.7
09/22/2024 11:00:00 | 09/22/2024 11:00:00 | 605.74 | 605.74 | 535.17 | 0 | 70.57
09/22/2024 12:00:00 | 09/22/2024 12:00:00 | 685.17 | 685.17 | 608.38 | 0 | 76.79
09/22/2024 13:00:00 | 09/22/2024 13:00:00 | 608.58 | 608.58 | 537.48 | 0 | 71.1
09/22/2024 14:00:00 | 09/22/2024 14:00:00 | 396.49 | 396.49 | 340.16 | 0 | 56.33
09/22/2024 15:00:00 | 09/22/2024 15:00:00 | 300.05 | 300.05 | 252.09 | 0 | 47.96
09/22/2024 16:00:00 | 09/22/2024 16:00:00 | 294.01 | 294.01 | 246.27 | 0 | 47.74
09/22/2024 17:00:00 | 09/22/2024 17:00:00 | 140.56 | 140.56 | 103.3 | 0 | 37.26
09/22/2024 18:00:00 | 09/22/2024 18:00:00 | 46.04 | 46.04 | 18.75 | 4.61 | 31.9
09/22/2024 19:00:00 | 09/22/2024 19:00:00 | 0.51 | 0.51 | 0 | 32.77 | 33.28
09/22/2024 20:00:00 | 09/22/2024 20:00:00 | 0 | 0 | 0 | 33.28 | 33.28
09/22/2024 21:00:00 | 09/22/2024 21:00:00 | 0 | 0 | 0 | 33.79 | 33.79
09/22/2024 22:00:00 | 09/22/2024 22:00:00 | 0 | 0 | 0 | 32.77 | 32.77
09/22/2024 23:00:00 | 09/22/2024 23:00:00 | 0 | 0 | 0 | 33.79 | 33.79
09/23/2024 00:00:00 | 09/23/2024 00:00:00 | 0 | 0 | 0 | 32.77 | 32.77
09/23/2024 01:00:00 | 09/23/2024 01:00:00 | 0 | 0 | 0 | 33.28 | 33.28
09/23/2024 02:00:00 | 09/23/2024 02:00:00 | 0 | 0 | 0 | 32.77 | 32.77
09/23/2024 03:00:00 | 09/23/2024 03:00:00 | 0 | 0 | 0 | 33.28 | 33.28
09/23/2024 04:00:00 | 09/23/2024 04:00:00 | 0 | 0 | 0 | 32.76 | 32.76
09/23/2024 05:00:00 | 09/23/2024 05:00:00 | 0 | 0 | 0 | 33.28 | 33.28
09/23/2024 06:00:00 | 09/23/2024 06:00:00 | 0.56 | 0.56 | 0 | 33.28 | 33.84
09/23/2024 07:00:00 | 09/23/2024 07:00:00 | 61.37 | 61.37 | 17.03 | 19.97 | 64.31
09/23/2024 08:00:00 | 09/23/2024 08:00:00 | 200.79 | 200.79 | 120.7 | 0 | 80.09
09/23/2024 09:00:00 | 09/23/2024 09:00:00 | 260.02 | 260.02 | 177.09 | 0 | 82.93
09/23/2024 10:00:00 | 09/23/2024 10:00:00 | 486.46 | 486.46 | 389.69 | 0 | 96.77
09/23/2024 11:00:00 | 09/23/2024 11:00:00 | 628.91 | 628.91 | 519.11 | 0 | 109.8
09/23/2024 12:00:00 | 09/23/2024 12:00:00 | 643.04 | 643.04 | 534.78 | 0 | 108.26
09/23/2024 13:00:00 | 09/23/2024 13:00:00 | 603.13 | 603.13 | 497.67 | 0 | 105.46
09/23/2024 14:00:00 | 09/23/2024 14:00:00 | 311.98 | 311.98 | 224.96 | 0 | 87.02
09/23/2024 15:00:00 | 09/23/2024 15:00:00 | 239.2 | 239.2 | 163.71 | 0 | 75.49
09/23/2024 16:00:00 | 09/23/2024 16:00:00 | 180.61 | 180.61 | 138.62 | 0 | 41.99
09/23/2024 17:00:00 | 09/23/2024 17:00:00 | 90.41 | 90.41 | 53.7 | 0 | 36.71
09/23/2024 18:00:00 | 09/23/2024 18:00:00 | 14.74 | 14.74 | 2.24 | 21.51 | 34.01
09/23/2024 19:00:00 | 09/23/2024 19:00:00 | 0 | 0 | 0 | 35.84 | 35.84
09/23/2024 20:00:00 | 09/23/2024 20:00:00 | 0 | 0 | 0 | 35.32 | 35.32
09/23/2024 21:00:00 | 09/23/2024 21:00:00 | 0 | 0 | 0 | 35.84 | 35.84
09/23/2024 22:00:00 | 09/23/2024 22:00:00 | 0 | 0 | 0 | 35.33 | 35.33
09/23/2024 23:00:00 | 09/23/2024 23:00:00 | 0 | 0 | 0 | 34.31 | 34.31
09/24/2024 00:00:00 | 09/24/2024 00:00:00 | 0 | 0 | 0 | 34.3 | 34.3
09/24/2024 01:00:00 | 09/24/2024 01:00:00 | 0 | 0 | 0 | 33.79 | 33.79
09/24/2024 02:00:00 | 09/24/2024 02:00:00 | 0 | 0 | 0 | 33.79 | 33.79
09/24/2024 03:00:00 | 09/24/2024 03:00:00 | 0 | 0 | 0 | 33.8 | 33.8
09/24/2024 04:00:00 | 09/24/2024 04:00:00 | 0 | 0 | 0 | 33.28 | 33.28
09/24/2024 05:00:00 | 09/24/2024 05:00:00 | 0 | 0 | 0 | 32.76 | 32.76
09/24/2024 06:00:00 | 09/24/2024 06:00:00 | 0 | 0 | 0 | 33.8 | 33.8
09/24/2024 07:00:00 | 09/24/2024 07:00:00 | 13.86 | 13.86 | 0.13 | 43 | 56.73
09/24/2024 08:00:00 | 09/24/2024 08:00:00 | 23.91 | 23.91 | 0 | 55.3 | 79.21
09/24/2024 09:00:00 | 09/24/2024 09:00:00 | 195.29 | 195.29 | 108.09 | 2.56 | 89.76
09/24/2024 10:00:00 | 09/24/2024 10:00:00 | 398.69 | 398.69 | 297.54 | 0 | 101.15
09/24/2024 11:00:00 | 09/24/2024 11:00:00 | 332.23 | 332.23 | 235.01 | 0 | 97.22
09/24/2024 12:00:00 | 09/24/2024 12:00:00 | 437.19 | 437.19 | 331.71 | 0 | 105.48
09/24/2024 13:00:00 | 09/24/2024 13:00:00 | 374.36 | 374.36 | 274.49 | 0 | 99.87
09/24/2024 14:00:00 | 09/24/2024 14:00:00 | 536.54 | 536.54 | 426.5 | 0 | 110.04
09/24/2024 15:00:00 | 09/24/2024 15:00:00 | 385.81 | 385.81 | 285.95 | 0 | 99.86
09/24/2024 16:00:00 | 09/24/2024 16:00:00 | 291.12 | 291.12 | 234.88 | 0 | 56.24
09/24/2024 17:00:00 | 09/24/2024 17:00:00 | 49.54 | 49.54 | 14.08 | 0.51 | 35.97
09/24/2024 18:00:00 | 09/24/2024 18:00:00 | 15.5 | 15.5 | 0 | 19.46 | 34.96
09/24/2024 19:00:00 | 09/24/2024 19:00:00 | 0.03 | 0.03 | 0 | 36.86 | 36.89
09/24/2024 20:00:00 | 09/24/2024 20:00:00 | 0 | 0 | 0 | 37.89 | 37.89
09/24/2024 21:00:00 | 09/24/2024 21:00:00 | 0 | 0 | 0 | 36.35 | 36.35
09/24/2024 22:00:00 | 09/24/2024 22:00:00 | 0 | 0 | 0 | 35.84 | 35.84
09/24/2024 23:00:00 | 09/24/2024 23:00:00 | 0 | 0 | 0 | 33.79 | 33.79
09/25/2024 00:00:00 | 09/25/2024 00:00:00 | 0 | 0 | 0 | 33.8 | 33.8
09/25/2024 01:00:00 | 09/25/2024 01:00:00 | 0 | 0 | 0 | 33.79 | 33.79
09/25/2024 02:00:00 | 09/25/2024 02:00:00 | 0 | 0 | 0 | 34.3 | 34.3
09/25/2024 03:00:00 | 09/25/2024 03:00:00 | 0 | 0 | 0 | 34.31 | 34.31
09/25/2024 04:00:00 | 09/25/2024 04:00:00 | 0 | 0 | 0 | 34.3 | 34.3
09/25/2024 05:00:00 | 09/25/2024 05:00:00 | 0 | 0 | 0 | 34.3 | 34.3
09/25/2024 06:00:00 | 09/25/2024 06:00:00 | 0.22 | 0.22 | 0 | 34.31 | 34.53
09/25/2024 07:00:00 | 09/25/2024 07:00:00 | 37.99 | 37.99 | 0.13 | 36.86 | 74.72
09/25/2024 08:00:00 | 09/25/2024 08:00:00 | 184.5 | 184.5 | 105.02 | 5.12 | 84.6
09/25/2024 09:00:00 | 09/25/2024 09:00:00 | 348.22 | 348.22 | 251.27 | 0 | 96.95
09/25/2024 10:00:00 | 09/25/2024 10:00:00 | 496.89 | 496.89 | 387.65 | 0 | 109.24
09/25/2024 11:00:00 | 09/25/2024 11:00:00 | 467.14 | 467.14 | 358.72 | 0.51 | 108.93
09/25/2024 12:00:00 | 09/25/2024 12:00:00 | 228.11 | 228.11 | 136.12 | 0.52 | 92.51
09/25/2024 13:00:00 | 09/25/2024 13:00:00 | 587.99 | 587.99 | 469.32 | 0 | 118.67
09/25/2024 14:00:00 | 09/25/2024 14:00:00 | 673.65 | 673.65 | 550.65 | 0 | 123
09/25/2024 15:00:00 | 09/25/2024 15:00:00 | 494.33 | 494.33 | 385.99 | 0 | 108.34
09/25/2024 16:00:00 | 09/25/2024 16:00:00 | 264.61 | 264.61 | 212.92 | 0 | 51.69
09/25/2024 17:00:00 | 09/25/2024 17:00:00 | 136.58 | 136.58 | 92.1 | 0 | 44.48
09/25/2024 18:00:00 | 09/25/2024 18:00:00 | 40.77 | 40.77 | 16.64 | 12.8 | 36.93
09/25/2024 19:00:00 | 09/25/2024 19:00:00 | 0.01 | 0.01 | 0 | 38.91 | 38.92
09/25/2024 20:00:00 | 09/25/2024 20:00:00 | 0 | 0 | 0 | 37.89 | 37.89
09/25/2024 21:00:00 | 09/25/2024 21:00:00 | 0 | 0 | 0 | 38.91 | 38.91
09/25/2024 22:00:00 | 09/25/2024 22:00:00 | 0 | 0 | 0 | 37.89 | 37.89
09/25/2024 23:00:00 | 09/25/2024 23:00:00 | 0 | 0 | 0 | 33.28 | 33.28
09/26/2024 00:00:00 | 09/26/2024 00:00:00 | 0 | 0 | 0 | 34.81 | 34.81
09/26/2024 01:00:00 | 09/26/2024 01:00:00 | 0 | 0 | 0 | 35.33 | 35.33
09/26/2024 02:00:00 | 09/26/2024 02:00:00 | 0 | 0 | 0 | 35.33 | 35.33
09/26/2024 03:00:00 | 09/26/2024 03:00:00 | 0 | 0 | 0 | 34.81 | 34.81
09/26/2024 04:00:00 | 09/26/2024 04:00:00 | 0 | 0 | 0 | 36.36 | 36.36
09/26/2024 05:00:00 | 09/26/2024 05:00:00 | 0 | 0 | 0 | 35.32 | 35.32
09/26/2024 06:00:00 | 09/26/2024 06:00:00 | 0 | 0 | 0 | 36.36 | 36.36
09/26/2024 07:00:00 | 09/26/2024 07:00:00 | 18.61 | 18.61 | 0 | 58.88 | 77.49
09/26/2024 08:00:00 | 09/26/2024 08:00:00 | 39.2 | 39.2 | 0 | 44.03 | 83.23
09/26/2024 09:00:00 | 09/26/2024 09:00:00 | 106.15 | 106.15 | 20.86 | 3.07 | 88.36
09/26/2024 10:00:00 | 09/26/2024 10:00:00 | 143.21 | 143.21 | 57.86 | 4.61 | 89.96
09/26/2024 11:00:00 | 09/26/2024 11:00:00 | 117.04 | 117.04 | 33.86 | 9.73 | 92.91
09/26/2024 12:00:00 | 09/26/2024 12:00:00 | 177.5 | 177.5 | 88.51 | 0 | 88.99
09/26/2024 13:00:00 | 09/26/2024 13:00:00 | 186.09 | 186.09 | 90.81 | 1.02 | 96.3
09/26/2024 14:00:00 | 09/26/2024 14:00:00 | 169.31 | 169.31 | 76.87 | 0 | 92.44
09/26/2024 15:00:00 | 09/26/2024 15:00:00 | 114.37 | 114.37 | 41.28 | 7.68 | 80.77
09/26/2024 16:00:00 | 09/26/2024 16:00:00 | 18.55 | 18.55 | 0.64 | 16.9 | 34.81
09/26/2024 17:00:00 | 09/26/2024 17:00:00 | 10.13 | 10.13 | 0 | 26.11 | 36.24
09/26/2024 18:00:00 | 09/26/2024 18:00:00 | 1.11 | 1.11 | 0 | 36.35 | 37.46
09/26/2024 19:00:00 | 09/26/2024 19:00:00 | 0 | 0 | 0 | 38.91 | 38.91
09/26/2024 20:00:00 | 09/26/2024 20:00:00 | 0 | 0 | 0 | 39.43 | 39.43
09/26/2024 21:00:00 | 09/26/2024 21:00:00 | 0 | 0 | 0 | 40.44 | 40.44
09/26/2024 22:00:00 | 09/26/2024 22:00:00 | 0 | 0 | 0 | 39.94 | 39.94
09/26/2024 23:00:00 | 09/26/2024 23:00:00 | 0 | 0 | 0 | 36.86 | 36.86
09/27/2024 00:00:00 | 09/27/2024 00:00:00 | 0 | 0 | 0 | 36.87 | 36.87
09/27/2024 01:00:00 | 09/27/2024 01:00:00 | 0 | 0 | 0 | 34.81 | 34.81
09/27/2024 02:00:00 | 09/27/2024 02:00:00 | 0 | 0 | 0 | 36.36 | 36.36
09/27/2024 03:00:00 | 09/27/2024 03:00:00 | 0 | 0 | 0 | 35.32 | 35.32
09/27/2024 04:00:00 | 09/27/2024 04:00:00 | 0 | 0 | 0 | 36.36 | 36.36
09/27/2024 05:00:00 | 09/27/2024 05:00:00 | 0 | 0 | 0 | 35.84 | 35.84
09/27/2024 06:00:00 | 09/27/2024 06:00:00 | 0 | 0 | 0 | 34.81 | 34.81
09/27/2024 07:00:00 | 09/27/2024 07:00:00 | 2.21 | 2.21 | 0 | 59.91 | 62.12
09/27/2024 08:00:00 | 09/27/2024 08:00:00 | 8.87 | 8.87 | 0 | 62.46 | 71.33
09/27/2024 09:00:00 | 09/27/2024 09:00:00 | 15.61 | 15.61 | 0 | 58.37 | 73.98
09/27/2024 10:00:00 | 09/27/2024 10:00:00 | 25.5 | 25.5 | 0 | 53.76 | 79.26
09/27/2024 11:00:00 | 09/27/2024 11:00:00 | 81.29 | 81.29 | 13.25 | 11.77 | 79.81
09/27/2024 12:00:00 | 09/27/2024 12:00:00 | 147.1 | 147.1 | 70.27 | 8.2 | 85.03
09/27/2024 13:00:00 | 09/27/2024 13:00:00 | 197.83 | 197.83 | 109.69 | 0 | 88.14
09/27/2024 14:00:00 | 09/27/2024 14:00:00 | 271.72 | 271.72 | 179.46 | 0 | 92.26
09/27/2024 15:00:00 | 09/27/2024 15:00:00 | 175.87 | 175.87 | 88.77 | 0 | 87.1
09/27/2024 16:00:00 | 09/27/2024 16:00:00 | 123.38 | 123.38 | 51.65 | 3.58 | 75.31
09/27/2024 17:00:00 | 09/27/2024 17:00:00 | 42.08 | 42.08 | 2.11 | 31.74 | 71.71
09/27/2024 18:00:00 | 09/27/2024 18:00:00 | 15.29 | 15.29 | 0 | 55.81 | 71.1
09/27/2024 19:00:00 | 09/27/2024 19:00:00 | 0 | 0 | 0 | 72.71 | 72.71
09/27/2024 20:00:00 | 09/27/2024 20:00:00 | 0 | 0 | 0 | 67.07 | 67.07
09/27/2024 21:00:00 | 09/27/2024 21:00:00 | 0 | 0 | 0 | 68.61 | 68.61
09/27/2024 22:00:00 | 09/27/2024 22:00:00 | 0 | 0 | 0 | 73.21 | 73.21
09/27/2024 23:00:00 | 09/27/2024 23:00:00 | 0 | 0 | 0 | 67.59 | 67.59
09/28/2024 00:00:00 | 09/28/2024 00:00:00 | 0 | 0 | 0 | 66.04 | 66.04
09/28/2024 01:00:00 | 09/28/2024 01:00:00 | 0 | 0 | 0 | 65.54 | 65.54
09/28/2024 02:00:00 | 09/28/2024 02:00:00 | 0 | 0 | 0 | 65.02 | 65.02
09/28/2024 03:00:00 | 09/28/2024 03:00:00 | 0 | 0 | 0 | 65.54 | 65.54
09/28/2024 04:00:00 | 09/28/2024 04:00:00 | 0 | 0 | 0 | 65.54 | 65.54
09/28/2024 05:00:00 | 09/28/2024 05:00:00 | 0 | 0 | 0 | 65.02 | 65.02
09/28/2024 06:00:00 | 09/28/2024 06:00:00 | 0.04 | 0.04 | 0 | 64.51 | 64.55
09/28/2024 07:00:00 | 09/28/2024 07:00:00 | 40.02 | 40.02 | 12.67 | 35.84 | 63.19
09/28/2024 08:00:00 | 09/28/2024 08:00:00 | 208.81 | 208.81 | 134.91 | 0 | 73.9
09/28/2024 09:00:00 | 09/28/2024 09:00:00 | 343.96 | 343.96 | 256.13 | 0 | 87.83
09/28/2024 10:00:00 | 09/28/2024 10:00:00 | 506.79 | 506.79 | 407.68 | 0 | 99.11
09/28/2024 11:00:00 | 09/28/2024 11:00:00 | 503.17 | 503.17 | 401.41 | 0 | 101.76
09/28/2024 12:00:00 | 09/28/2024 12:00:00 | 244.09 | 244.09 | 160.25 | 0 | 83.84
09/28/2024 13:00:00 | 09/28/2024 13:00:00 | 238.65 | 238.65 | 155.91 | 0 | 82.74
09/28/2024 14:00:00 | 09/28/2024 14:00:00 | 651.61 | 651.61 | 540.29 | 0 | 111.32
09/28/2024 15:00:00 | 09/28/2024 15:00:00 | 417.39 | 417.39 | 325.24 | 0 | 92.15
09/28/2024 16:00:00 | 09/28/2024 16:00:00 | 361.38 | 361.38 | 273.99 | 0 | 87.39
09/28/2024 17:00:00 | 09/28/2024 17:00:00 | 49.34 | 49.34 | 10.24 | 29.19 | 68.29
09/28/2024 18:00:00 | 09/28/2024 18:00:00 | 10.26 | 10.26 | 0 | 58.36 | 68.62
09/28/2024 19:00:00 | 09/28/2024 19:00:00 | 0 | 0 | 0 | 71.17 | 71.17
09/28/2024 20:00:00 | 09/28/2024 20:00:00 | 0 | 0 | 0 | 72.71 | 72.71
09/28/2024 21:00:00 | 09/28/2024 21:00:00 | 0 | 0 | 0 | 70.65 | 70.65
09/28/2024 22:00:00 | 09/28/2024 22:00:00 | 0 | 0 | 0 | 68.1 | 68.1
09/28/2024 23:00:00 | 09/28/2024 23:00:00 | 0 | 0 | 0 | 68.09 | 68.09
09/29/2024 00:00:00 | 09/29/2024 00:00:00 | 0 | 0 | 0 | 68.61 | 68.61
09/29/2024 01:00:00 | 09/29/2024 01:00:00 | 0 | 0 | 0 | 68.61 | 68.61
09/29/2024 02:00:00 | 09/29/2024 02:00:00 | 0 | 0 | 0 | 69.63 | 69.63
09/29/2024 03:00:00 | 09/29/2024 03:00:00 | 0 | 0 | 0 | 68.61 | 68.61
09/29/2024 04:00:00 | 09/29/2024 04:00:00 | 0 | 0 | 0 | 69.63 | 69.63
09/29/2024 05:00:00 | 09/29/2024 05:00:00 | 0 | 0 | 0 | 69.12 | 69.12
09/29/2024 06:00:00 | 09/29/2024 06:00:00 | 0.1 | 0.1 | 0 | 68.61 | 68.71
09/29/2024 07:00:00 | 09/29/2024 07:00:00 | 34.93 | 34.93 | 8.25 | 39.42 | 66.1
09/29/2024 08:00:00 | 09/29/2024 08:00:00 | 224.26 | 224.26 | 147.01 | 0 | 77.25
09/29/2024 09:00:00 | 09/29/2024 09:00:00 | 362.83 | 362.83 | 275.14 | 0 | 87.69
09/29/2024 10:00:00 | 09/29/2024 10:00:00 | 508.38 | 508.38 | 409.98 | 0 | 98.4
09/29/2024 11:00:00 | 09/29/2024 11:00:00 | 618.03 | 618.03 | 511.49 | 0 | 106.54
09/29/2024 12:00:00 | 09/29/2024 12:00:00 | 683.98 | 683.98 | 572.48 | 0 | 111.5
09/29/2024 13:00:00 | 09/29/2024 13:00:00 | 696.47 | 696.47 | 585.66 | 0 | 110.81
09/29/2024 14:00:00 | 09/29/2024 14:00:00 | 643.51 | 643.51 | 537.16 | 0 | 106.35
09/29/2024 15:00:00 | 09/29/2024 15:00:00 | 521.14 | 521.14 | 425.34 | 0 | 95.8
09/29/2024 16:00:00 | 09/29/2024 16:00:00 | 362.99 | 362.99 | 276.99 | 0 | 86
09/29/2024 17:00:00 | 09/29/2024 17:00:00 | 181.35 | 181.35 | 107.65 | 0 | 73.7
09/29/2024 18:00:00 | 09/29/2024 18:00:00 | 23.73 | 23.73 | 1.15 | 42.5 | 65.08
09/29/2024 19:00:00 | 09/29/2024 19:00:00 | 0 | 0 | 0 | 67.07 | 67.07
09/29/2024 20:00:00 | 09/29/2024 20:00:00 | 0 | 0 | 0 | 67.59 | 67.59
09/29/2024 21:00:00 | 09/29/2024 21:00:00 | 0 | 0 | 0 | 67.58 | 67.58
09/29/2024 22:00:00 | 09/29/2024 22:00:00 | 0 | 0 | 0 | 67.58 | 67.58
09/29/2024 23:00:00 | 09/29/2024 23:00:00 | 0 | 0 | 0 | 67.08 | 67.08
09/30/2024 00:00:00 | 09/30/2024 00:00:00 | 0 | 0 | 0 | 67.58 | 67.58
09/30/2024 01:00:00 | 09/30/2024 01:00:00 | 0 | 0 | 0 | 67.58 | 67.58
09/30/2024 02:00:00 | 09/30/2024 02:00:00 | 0 | 0 | 0 | 69.12 | 69.12
09/30/2024 03:00:00 | 09/30/2024 03:00:00 | 0 | 0 | 0 | 68.61 | 68.61
09/30/2024 04:00:00 | 09/30/2024 04:00:00 | 0 | 0 | 0 | 68.61 | 68.61
09/30/2024 05:00:00 | 09/30/2024 05:00:00 | 0 | 0 | 0 | 68.1 | 68.1
09/30/2024 06:00:00 | 09/30/2024 06:00:00 | 0.08 | 0.08 | 0 | 69.12 | 69.2
09/30/2024 07:00:00 | 09/30/2024 07:00:00 | 18.93 | 18.93 | 0 | 62.46 | 81.39
09/30/2024 08:00:00 | 09/30/2024 08:00:00 | 115.86 | 115.86 | 40.07 | 16.9 | 92.69
09/30/2024 09:00:00 | 09/30/2024 09:00:00 | 327.8 | 327.8 | 224.83 | 0 | 102.97
09/30/2024 10:00:00 | 09/30/2024 10:00:00 | 417.3 | 417.3 | 298.24 | 0 | 119.06
09/30/2024 11:00:00 | 09/30/2024 11:00:00 | 446.73 | 446.73 | 325.69 | 0 | 121.04
09/30/2024 12:00:00 | 09/30/2024 12:00:00 | 456.26 | 456.26 | 337.99 | 0 | 118.27
09/30/2024 13:00:00 | 09/30/2024 13:00:00 | 467.56 | 467.56 | 350.33 | 0 | 117.23
09/30/2024 14:00:00 | 09/30/2024 14:00:00 | 611.61 | 611.61 | 479.49 | 0 | 132.12
09/30/2024 15:00:00 | 09/30/2024 15:00:00 | 497.16 | 497.16 | 334.15 | 0 | 163.01
09/30/2024 16:00:00 | 09/30/2024 16:00:00 | 349.42 | 349.42 | 203.84 | 0 | 145.58
09/30/2024 17:00:00 | 09/30/2024 17:00:00 | 184.34 | 184.34 | 57.28 | 8.7 | 135.76
09/30/2024 18:00:00 | 09/30/2024 18:00:00 | 22.76 | 22.76 | 0 | 104.45 | 127.21
09/30/2024 19:00:00 | 09/30/2024 19:00:00 | 0 | 0 | 0 | 133.12 | 133.12
09/30/2024 20:00:00 | 09/30/2024 20:00:00 | 0 | 0 | 0 | 137.21 | 137.21
09/30/2024 21:00:00 | 09/30/2024 21:00:00 | 0 | 0 | 0 | 137.73 | 137.73
09/30/2024 22:00:00 | 09/30/2024 22:00:00 | 0 | 0 | 0 | 135.68 | 135.68
09/30/2024 23:00:00 | 09/30/2024 23:00:00 | 0 | 0 | 0 | 140.29 | 140.29
2024-01-10 | 45301 | 0 | 0 | 0 | 139.26 | 139.26
2024-01-10 01:00 | 45301.0417 | 0 | 0 | 0 | 139.27 | 139.27
2024-01-10 02:00 | 45301.0833 | 0 | 0 | 0 | 139.26 | 139.26
2024-01-10 03:00 | 45301.125 | 0 | 0 | 0 | 140.8 | 140.8
2024-01-10 04:00 | 45301.1667 | 0 | 0 | 0 | 140.29 | 140.29
2024-01-10 05:00 | 45301.2083 | 0 | 0 | 0 | 138.75 | 138.75
2024-01-10 06:00 | 45301.25 | 0.07 | 0.07 | 0 | 137.73 | 137.8
2024-01-10 07:00 | 45301.2917 | 26.39 | 26.39 | 0 | 126.46 | 152.85
2024-01-10 08:00 | 45301.3333 | 99.72 | 99.72 | 0 | 70.66 | 170.38
2024-01-10 09:00 | 45301.375 | 197.31 | 197.31 | 48.57 | 8.19 | 156.93
2024-01-10 10:00 | 45301.4167 | 290.09 | 290.09 | 123.14 | 2.05 | 169
2024-01-10 11:00 | 45301.4583 | 408.89 | 408.89 | 233.34 | 0 | 175.55
2024-01-10 12:00 | 45301.5 | 238.18 | 238.18 | 75.84 | 0.51 | 162.85
2024-01-10 13:00 | 45301.5417 | 124.56 | 124.56 | 12.74 | 52.23 | 164.05
2024-01-10 14:00 | 45301.5833 | 120.91 | 120.91 | 0.83 | 53.76 | 173.84
2024-01-10 15:00 | 45301.625 | 116.38 | 116.38 | 0.77 | 66.04 | 181.65
2024-01-10 16:00 | 45301.6667 | 92.74 | 92.74 | 0 | 137.73 | 230.47
2024-01-10 17:00 | 45301.7083 | 68.11 | 68.11 | 0 | 171.01 | 239.12
2024-01-10 18:00 | 45301.75 | 2.44 | 2.44 | 0 | 301.06 | 303.5
2024-01-10 19:00 | 45301.7917 | 0 | 0 | 0 | 378.36 | 378.36
2024-01-10 20:00 | 45301.8333 | 0 | 0 | 0 | 334.85 | 334.85
2024-01-10 21:00 | 45301.875 | 0 | 0 | 0 | 318.98 | 318.98
2024-01-10 22:00 | 45301.9167 | 0 | 0 | 0 | 316.93 | 316.93
2024-01-10 23:00 | 45301.9583 | 0 | 0 | 0 | 318.46 | 318.46
2024-02-10 | 45332 | 0 | 0 | 0 | 318.46 | 318.46
2024-02-10 01:00 | 45332.0417 | 0 | 0 | 0 | 321.54 | 321.54
2024-02-10 02:00 | 45332.0833 | 0 | 0 | 0 | 320.51 | 320.51
2024-02-10 03:00 | 45332.125 | 0 | 0 | 0 | 321.54 | 321.54
2024-02-10 04:00 | 45332.1667 | 0 | 0 | 0 | 321.53 | 321.53
2024-02-10 05:00 | 45332.2083 | 0 | 0 | 0 | 319.49 | 319.49
2024-02-10 06:00 | 45332.25 | 0 | 0 | 0 | 322.05 | 322.05
2024-02-10 07:00 | 45332.2917 | 0.87 | 0.87 | 0 | 339.97 | 340.84
2024-02-10 08:00 | 45332.3333 | 11.67 | 11.67 | 0 | 329.21 | 340.88
2024-02-10 09:00 | 45332.375 | 16.37 | 16.37 | 0 | 324.1 | 340.47
2024-02-10 10:00 | 45332.4167 | 31.95 | 31.95 | 0 | 288.77 | 320.72
2024-02-10 11:00 | 45332.4583 | 64.46 | 64.46 | 0 | 272.89 | 337.35
2024-02-10 12:00 | 45332.5 | 49.69 | 49.69 | 0 | 298.5 | 348.19
2024-02-10 13:00 | 45332.5417 | 170.22 | 170.22 | 0 | 195.07 | 365.29
2024-02-10 14:00 | 45332.5833 | 40.17 | 40.17 | 0 | 379.91 | 420.08
2024-02-10 15:00 | 45332.625 | 49.14 | 49.14 | 0 | 334.33 | 383.47
2024-02-10 16:00 | 45332.6667 | 45.28 | 45.28 | 0 | 321.54 | 366.82
2024-02-10 17:00 | 45332.7083 | 18.2 | 18.2 | 0 | 446.97 | 465.17
2024-02-10 18:00 | 45332.75 | 9.14 | 9.14 | 0 | 309.76 | 318.9
2024-02-10 19:00 | 45332.7917 | 0 | 0 | 0 | 314.88 | 314.88
2024-02-10 20:00 | 45332.8333 | 0 | 0 | 0 | 302.08 | 302.08
2024-02-10 21:00 | 45332.875 | 0 | 0 | 0 | 299.52 | 299.52
2024-02-10 22:00 | 45332.9167 | 0 | 0 | 0 | 295.94 | 295.94
2024-02-10 23:00 | 45332.9583 | 0 | 0 | 0 | 295.94 | 295.94
2024-03-10 | 45361 | 0 | 0 | 0 | 293.88 | 293.88
2024-03-10 01:00 | 45361.0417 | 0 | 0 | 0 | 298.5 | 298.5
2024-03-10 02:00 | 45361.0833 | 0 | 0 | 0 | 298.5 | 298.5
2024-03-10 03:00 | 45361.125 | 0 | 0 | 0 | 297.47 | 297.47
2024-03-10 04:00 | 45361.1667 | 0 | 0 | 0 | 296.96 | 296.96
2024-03-10 05:00 | 45361.2083 | 0 | 0 | 0 | 305.66 | 305.66
2024-03-10 06:00 | 45361.25 | 0 | 0 | 0 | 462.34 | 462.34
2024-03-10 07:00 | 45361.2917 | 3.26 | 3.26 | 0 | 629.25 | 632.51
2024-03-10 08:00 | 45361.3333 | 23.62 | 23.62 | 0 | 699.39 | 723.01
2024-03-10 09:00 | 45361.375 | 45.81 | 45.81 | 0 | 803.84 | 849.65
2024-03-10 10:00 | 45361.4167 | 69.88 | 69.88 | 0 | 617.98 | 687.86
2024-03-10 11:00 | 45361.4583 | 87.51 | 87.51 | 0 | 452.61 | 540.12
2024-03-10 12:00 | 45361.5 | 81.7 | 81.7 | 0 | 696.83 | 778.53
2024-03-10 13:00 | 45361.5417 | 93.97 | 93.97 | 0 | 781.31 | 875.28
2024-03-10 14:00 | 45361.5833 | 70.09 | 70.09 | 0 | 755.72 | 825.81
2024-03-10 15:00 | 45361.625 | 53.57 | 53.57 | 0 | 542.72 | 596.29
2024-03-10 16:00 | 45361.6667 | 29.15 | 29.15 | 0 | 782.84 | 811.99
2024-03-10 17:00 | 45361.7083 | 7.47 | 7.47 | 0 | 807.94 | 815.41
2024-03-10 18:00 | 45361.75 | 0.25 | 0.25 | 0 | 837.63 | 837.88
2024-03-10 19:00 | 45361.7917 | 0 | 0 | 0 | 761.86 | 761.86
2024-03-10 20:00 | 45361.8333 | 0 | 0 | 0 | 748.03 | 748.03
2024-03-10 21:00 | 45361.875 | 0 | 0 | 0 | 749.57 | 749.57
2024-03-10 22:00 | 45361.9167 | 0 | 0 | 0 | 462.33 | 462.33
2024-03-10 23:00 | 45361.9583 | 0 | 0 | 0 | 470.02 | 470.02
2024-04-10 | 45392 | 0 | 0 | 0 | 469.5 | 469.5
2024-04-10 01:00 | 45392.0417 | 0 | 0 | 0 | 473.6 | 473.6
2024-04-10 02:00 | 45392.0833 | 0 | 0 | 0 | 482.82 | 482.82
2024-04-10 03:00 | 45392.125 | 0 | 0 | 0 | 475.14 | 475.14
2024-04-10 04:00 | 45392.1667 | 0 | 0 | 0 | 467.96 | 467.96
2024-04-10 05:00 | 45392.2083 | 0 | 0 | 0 | 476.16 | 476.16
2024-04-10 06:00 | 45392.25 | 0 | 0 | 0 | 836.1 | 836.1
2024-04-10 07:00 | 45392.2917 | 7.93 | 7.93 | 0 | 836.1 | 844.03
2024-04-10 08:00 | 45392.3333 | 38.31 | 38.31 | 0 | 854.52 | 892.83
2024-04-10 09:00 | 45392.375 | 85.94 | 85.94 | 0 | 821.76 | 907.7
2024-04-10 10:00 | 45392.4167 | 111.2 | 111.2 | 0 | 886.28 | 997.48
2024-04-10 11:00 | 45392.4583 | 134.4 | 134.4 | 0 | 881.66 | 1016.06
2024-04-10 12:00 | 45392.5 | 198.15 | 198.15 | 0 | 1022.46 | 1220.61
2024-04-10 13:00 | 45392.5417 | 193.77 | 193.77 | 0 | 620.04 | 813.81
2024-04-10 14:00 | 45392.5833 | 132.75 | 132.75 | 0 | 394.75 | 527.5
2024-04-10 15:00 | 45392.625 | 28.65 | 28.65 | 0 | 477.69 | 506.34
2024-04-10 16:00 | 45392.6667 | 18.59 | 18.59 | 0 | 490.5 | 509.09
2024-04-10 17:00 | 45392.7083 | 8.57 | 8.57 | 0 | 516.61 | 525.18
2024-04-10 18:00 | 45392.75 | 9.39 | 9.39 | 0 | 525.82 | 535.21
2024-04-10 19:00 | 45392.7917 | 0 | 0 | 0 | 689.67 | 689.67
2024-04-10 20:00 | 45392.8333 | 0 | 0 | 0 | 717.82 | 717.82
2024-04-10 21:00 | 45392.875 | 0 | 0 | 0 | 796.67 | 796.67
2024-04-10 22:00 | 45392.9167 | 0 | 0 | 0 | 496.13 | 496.13
2024-04-10 23:00 | 45392.9583 | 0 | 0 | 0 | 486.4 | 486.4
2024-05-10 | 45422 | 0 | 0 | 0 | 474.11 | 474.11
2024-05-10 01:00 | 45422.0417 | 0 | 0 | 0 | 482.31 | 482.31
2024-05-10 02:00 | 45422.0833 | 0 | 0 | 0 | 475.64 | 475.64
2024-05-10 03:00 | 45422.125 | 0 | 0 | 0 | 472.58 | 472.58
2024-05-10 04:00 | 45422.1667 | 0 | 0 | 0 | 482.3 | 482.3
2024-05-10 05:00 | 45422.2083 | 0 | 0 | 0 | 472.07 | 472.07
2024-05-10 06:00 | 45422.25 | 0 | 0 | 0 | 743.42 | 743.42
2024-05-10 07:00 | 45422.2917 | 10.82 | 10.82 | 0 | 737.28 | 748.1
2024-05-10 08:00 | 45422.3333 | 64.29 | 64.29 | 0 | 744.96 | 809.25
2024-05-10 09:00 | 45422.375 | 113.48 | 113.48 | 0 | 701.44 | 814.92
2024-05-10 10:00 | 45422.4167 | 168.5 | 168.5 | 0 | 633.35 | 801.85
2024-05-10 11:00 | 45422.4583 | 201.35 | 201.35 | 0 | 550.4 | 751.75
2024-05-10 12:00 | 45422.5 | 199.58 | 199.58 | 0 | 586.75 | 786.33
2024-05-10 13:00 | 45422.5417 | 258.22 | 258.22 | 0 | 409.6 | 667.82
2024-05-10 14:00 | 45422.5833 | 170.52 | 170.52 | 0 | 329.21 | 499.73
2024-05-10 15:00 | 45422.625 | 160.72 | 160.72 | 0 | 324.61 | 485.33
2024-05-10 16:00 | 45422.6667 | 112.6 | 112.6 | 0 | 377.86 | 490.46
2024-05-10 17:00 | 45422.7083 | 81.71 | 81.71 | 0 | 403.45 | 485.16
2024-05-10 18:00 | 45422.75 | 8.57 | 8.57 | 0 | 471.56 | 480.13
2024-05-10 19:00 | 45422.7917 | 0 | 0 | 0 | 488.44 | 488.44
2024-05-10 20:00 | 45422.8333 | 0 | 0 | 0 | 477.19 | 477.19
2024-05-10 21:00 | 45422.875 | 0 | 0 | 0 | 486.91 | 486.91
2024-05-10 22:00 | 45422.9167 | 0 | 0 | 0 | 477.18 | 477.18
2024-05-10 23:00 | 45422.9583 | 0 | 0 | 0 | 484.87 | 484.87
2024-06-10 | 45453 | 0 | 0 | 0 | 480.25 | 480.25
2024-06-10 01:00 | 45453.0417 | 0 | 0 | 0 | 473.6 | 473.6
2024-06-10 02:00 | 45453.0833 | 0 | 0 | 0 | 481.8 | 481.8
2024-06-10 03:00 | 45453.125 | 0 | 0 | 0 | 470.52 | 470.52
2024-06-10 04:00 | 45453.1667 | 0 | 0 | 0 | 477.19 | 477.19
2024-06-10 05:00 | 45453.2083 | 0 | 0 | 0 | 473.09 | 473.09
2024-06-10 06:00 | 45453.25 | 0 | 0 | 0 | 472.06 | 472.06
2024-06-10 07:00 | 45453.2917 | 43.39 | 43.39 | 0 | 427.01 | 470.4
2024-06-10 08:00 | 45453.3333 | 201.17 | 201.17 | 0 | 267.77 | 468.94
2024-06-10 09:00 | 45453.375 | 332.69 | 332.69 | 0 | 154.12 | 486.81
2024-06-10 10:00 | 45453.4167 | 464.55 | 464.55 | 6.53 | 23.04 | 481.06
2024-06-10 11:00 | 45453.4583 | 574.13 | 574.13 | 61.76 | 0 | 512.37
2024-06-10 12:00 | 45453.5 | 640.25 | 640.25 | 136.06 | 0 | 504.19
2024-06-10 13:00 | 45453.5417 | 654.03 | 654.03 | 146.24 | 0 | 507.79
2024-06-10 14:00 | 45453.5833 | 544.79 | 544.79 | 94.78 | 47.61 | 497.62
2024-06-10 15:00 | 45453.625 | 332.99 | 332.99 | 8.58 | 151.55 | 475.96
2024-06-10 16:00 | 45453.6667 | 245.66 | 245.66 | 0 | 227.84 | 473.5
2024-06-10 17:00 | 45453.7083 | 44.43 | 44.43 | 0 | 397.32 | 441.75
2024-06-10 18:00 | 45453.75 | 9.78 | 9.78 | 0 | 455.68 | 465.46
2024-06-10 19:00 | 45453.7917 | 0 | 0 | 0 | 448 | 448
2024-06-10 20:00 | 45453.8333 | 0 | 0 | 0 | 445.95 | 445.95
2024-06-10 21:00 | 45453.875 | 0 | 0 | 0 | 453.63 | 453.63
2024-06-10 22:00 | 45453.9167 | 0 | 0 | 0 | 435.2 | 435.2
2024-06-10 23:00 | 45453.9583 | 0 | 0 | 0 | 446.98 | 446.98
2024-07-10 | 45483 | 0 | 0 | 0 | 439.8 | 439.8
2024-07-10 01:00 | 45483.0417 | 0 | 0 | 0 | 440.32 | 440.32
2024-07-10 02:00 | 45483.0833 | 0 | 0 | 0 | 446.47 | 446.47
2024-07-10 03:00 | 45483.125 | 0 | 0 | 0 | 437.25 | 437.25
2024-07-10 04:00 | 45483.1667 | 0 | 0 | 0 | 448 | 448
2024-07-10 05:00 | 45483.2083 | 0 | 0 | 0 | 438.78 | 438.78
2024-07-10 06:00 | 45483.25 | 0 | 0 | 0 | 604.16 | 604.16
2024-07-10 07:00 | 45483.2917 | 20.51 | 20.51 | 0 | 1182.72 | 1203.23
2024-07-10 08:00 | 45483.3333 | 66.55 | 66.55 | 0 | 983.55 | 1050.1
2024-07-10 09:00 | 45483.375 | 111.44 | 111.44 | 0 | 736.77 | 848.21
2024-07-10 10:00 | 45483.4167 | 148.87 | 148.87 | 0 | 925.18 | 1074.05
2024-07-10 11:00 | 45483.4583 | 146.45 | 146.45 | 0 | 818.69 | 965.14
2024-07-10 12:00 | 45483.5 | 184.25 | 184.25 | 0 | 980.48 | 1164.73
2024-07-10 13:00 | 45483.5417 | 195.45 | 195.45 | 0 | 650.24 | 845.69
2024-07-10 14:00 | 45483.5833 | 137.44 | 137.44 | 0 | 993.28 | 1130.72
2024-07-10 15:00 | 45483.625 | 126.55 | 126.55 | 0 | 765.95 | 892.5
2024-07-10 16:00 | 45483.6667 | 112.66 | 112.66 | 0 | 737.8 | 850.46
2024-07-10 17:00 | 45483.7083 | 30.66 | 30.66 | 0 | 850.43 | 881.09
2024-07-10 18:00 | 45483.75 | 2.24 | 2.24 | 0 | 903.68 | 905.92
2024-07-10 19:00 | 45483.7917 | 0 | 0 | 0 | 893.44 | 893.44
2024-07-10 20:00 | 45483.8333 | 0 | 0 | 0 | 906.75 | 906.75
2024-07-10 21:00 | 45483.875 | 0 | 0 | 0 | 851.46 | 851.46
2024-07-10 22:00 | 45483.9167 | 0 | 0 | 0 | 538.11 | 538.11
2024-07-10 23:00 | 45483.9583 | 0 | 0 | 0 | 549.37 | 549.37
2024-08-10 | 45514 | 0 | 0 | 0 | 543.75 | 543.75
2024-08-10 01:00 | 45514.0417 | 0 | 0 | 0 | 542.21 | 542.21
2024-08-10 02:00 | 45514.0833 | 0 | 0 | 0 | 546.81 | 546.81
2024-08-10 03:00 | 45514.125 | 0 | 0 | 0 | 528.39 | 528.39
2024-08-10 04:00 | 45514.1667 | 0 | 0 | 0 | 829.95 | 829.95
2024-08-10 05:00 | 45514.2083 | 0 | 0 | 0 | 886.27 | 886.27
2024-08-10 06:00 | 45514.25 | 0 | 0 | 0 | 933.89 | 933.89
2024-08-10 07:00 | 45514.2917 | 0.5 | 0.5 | 0 | 1187.84 | 1188.34
2024-08-10 08:00 | 45514.3333 | 7.97 | 7.97 | 0 | 960.51 | 968.48
2024-08-10 09:00 | 45514.375 | 23.33 | 23.33 | 0 | 1109.5 | 1132.83
2024-08-10 10:00 | 45514.4167 | 47.66 | 47.66 | 0 | 1092.61 | 1140.27
2024-08-10 11:00 | 45514.4583 | 105.77 | 105.77 | 0 | 758.27 | 864.04
2024-08-10 12:00 | 45514.5 | 191.75 | 191.75 | 0 | 901.12 | 1092.87
2024-08-10 13:00 | 45514.5417 | 113.23 | 113.23 | 0 | 640 | 753.23
2024-08-10 14:00 | 45514.5833 | 53.31 | 53.31 | 0 | 1015.81 | 1069.12
2024-08-10 15:00 | 45514.625 | 26.09 | 26.09 | 0 | 825.86 | 851.95
2024-08-10 16:00 | 45514.6667 | 15.87 | 15.87 | 0 | 663.55 | 679.42
2024-08-10 17:00 | 45514.7083 | 3.9 | 3.9 | 0 | 739.33 | 743.23
2024-08-10 18:00 | 45514.75 | 0.15 | 0.15 | 0 | 624.13 | 624.28
2024-08-10 19:00 | 45514.7917 | 0 | 0 | 0 | 900.6 | 900.6
2024-08-10 20:00 | 45514.8333 | 0 | 0 | 0 | 878.6 | 878.6
2024-08-10 21:00 | 45514.875 | 0 | 0 | 0 | 822.78 | 822.78
2024-08-10 22:00 | 45514.9167 | 0 | 0 | 0 | 543.74 | 543.74
2024-08-10 23:00 | 45514.9583 | 0 | 0 | 0 | 536.07 | 536.07
2024-09-10 | 45545 | 0 | 0 | 0 | 538.62 | 538.62
2024-09-10 01:00 | 45545.0417 | 0 | 0 | 0 | 530.43 | 530.43
2024-09-10 02:00 | 45545.0833 | 0 | 0 | 0 | 538.12 | 538.12
2024-09-10 03:00 | 45545.125 | 0 | 0 | 0 | 524.28 | 524.28
2024-09-10 04:00 | 45545.1667 | 0 | 0 | 0 | 523.27 | 523.27
2024-09-10 05:00 | 45545.2083 | 0 | 0 | 0 | 515.58 | 515.58
2024-09-10 06:00 | 45545.25 | 0 | 0 | 0 | 508.42 | 508.42
2024-09-10 07:00 | 45545.2917 | 4.48 | 4.48 | 0 | 945.66 | 950.14
2024-09-10 08:00 | 45545.3333 | 63.33 | 63.33 | 0 | 825.35 | 888.68
2024-09-10 09:00 | 45545.375 | 123 | 123 | 0 | 770.04 | 893.04
2024-09-10 10:00 | 45545.4167 | 314.39 | 314.39 | 0.32 | 589.32 | 903.39
2024-09-10 11:00 | 45545.4583 | 407.44 | 407.44 | 1.09 | 485.37 | 891.72
2024-09-10 12:00 | 45545.5 | 321.9 | 321.9 | 0 | 766.47 | 1088.37
2024-09-10 13:00 | 45545.5417 | 517.52 | 517.52 | 22.01 | 202.75 | 698.26
2024-09-10 14:00 | 45545.5833 | 395.04 | 395.04 | 3.65 | 266.24 | 657.63
2024-09-10 15:00 | 45545.625 | 102.89 | 102.89 | 0 | 540.67 | 643.56
2024-09-10 16:00 | 45545.6667 | 40.05 | 40.05 | 0 | 541.18 | 581.23
2024-09-10 17:00 | 45545.7083 | 27.15 | 27.15 | 0 | 633.86 | 661.01
2024-09-10 18:00 | 45545.75 | 1.56 | 1.56 | 0 | 560.13 | 561.69
2024-09-10 19:00 | 45545.7917 | 0 | 0 | 0 | 511.49 | 511.49
2024-09-10 20:00 | 45545.8333 | 0 | 0 | 0 | 594.43 | 594.43
2024-09-10 21:00 | 45545.875 | 0 | 0 | 0 | 670.72 | 670.72
2024-09-10 22:00 | 45545.9167 | 0 | 0 | 0 | 484.35 | 484.35
2024-09-10 23:00 | 45545.9583 | 0 | 0 | 0 | 490.5 | 490.5
2024-10-10 | 45575 | 0 | 0 | 0 | 473.6 | 473.6
2024-10-10 01:00 | 45575.0417 | 0 | 0 | 0 | 470.52 | 470.52
2024-10-10 02:00 | 45575.0833 | 0 | 0 | 0 | 477.7 | 477.7
2024-10-10 03:00 | 45575.125 | 0 | 0 | 0 | 463.87 | 463.87
2024-10-10 04:00 | 45575.1667 | 0 | 0 | 0 | 470.53 | 470.53
2024-10-10 05:00 | 45575.2083 | 0 | 0 | 0 | 463.36 | 463.36
2024-10-10 06:00 | 45575.25 | 0 | 0 | 0 | 687.62 | 687.62
2024-10-10 07:00 | 45575.2917 | 3.31 | 3.31 | 0 | 902.14 | 905.45
2024-10-10 08:00 | 45575.3333 | 40.72 | 40.72 | 0 | 1105.92 | 1146.64
2024-10-10 09:00 | 45575.375 | 76.09 | 76.09 | 0 | 1041.41 | 1117.5
2024-10-10 10:00 | 45575.4167 | 49.67 | 49.67 | 0 | 1228.8 | 1278.47
2024-10-10 11:00 | 45575.4583 | 50.89 | 50.89 | 0 | 1119.23 | 1170.12
2024-10-10 12:00 | 45575.5 | 32.56 | 32.56 | 0 | 987.65 | 1020.21
2024-10-10 13:00 | 45575.5417 | 34.15 | 34.15 | 0 | 688.64 | 722.79
2024-10-10 14:00 | 45575.5833 | 38.18 | 38.18 | 0 | 1080.83 | 1119.01
2024-10-10 15:00 | 45575.625 | 50.09 | 50.09 | 0 | 724.48 | 774.57
2024-10-10 16:00 | 45575.6667 | 62.08 | 62.08 | 0 | 646.14 | 708.22
2024-10-10 17:00 | 45575.7083 | 14.01 | 14.01 | 0 | 862.72 | 876.73
2024-10-10 18:00 | 45575.75 | 13.14 | 13.14 | 0 | 609.28 | 622.42
2024-10-10 19:00 | 45575.7917 | 0 | 0 | 0 | 586.76 | 586.76
2024-10-10 20:00 | 45575.8333 | 0 | 0 | 0 | 660.99 | 660.99
2024-10-10 21:00 | 45575.875 | 0 | 0 | 0 | 774.65 | 774.65
2024-10-10 22:00 | 45575.9167 | 0 | 0 | 0 | 495.62 | 495.62
2024-10-10 23:00 | 45575.9583 | 0 | 0 | 0 | 496.13 | 496.13
2024-11-10 | 45606 | 0 | 0 | 0 | 487.93 | 487.93
2024-11-10 01:00 | 45606.0417 | 0 | 0 | 0 | 476.16 | 476.16
2024-11-10 02:00 | 45606.0833 | 0 | 0 | 0 | 482.82 | 482.82
2024-11-10 03:00 | 45606.125 | 0 | 0 | 0 | 467.97 | 467.97
2024-11-10 04:00 | 45606.1667 | 0 | 0 | 0 | 483.33 | 483.33
2024-11-10 05:00 | 45606.2083 | 0 | 0 | 0 | 475.13 | 475.13
2024-11-10 06:00 | 45606.25 | 0 | 0 | 0 | 758.27 | 758.27
2024-11-10 07:00 | 45606.2917 | 13.67 | 13.67 | 0 | 1161.73 | 1175.4
2024-11-10 08:00 | 45606.3333 | 155.7 | 155.7 | 0 | 866.31 | 1022.01
2024-11-10 09:00 | 45606.375 | 314.51 | 314.51 | 0 | 933.37 | 1247.88
2024-11-10 10:00 | 45606.4167 | 429.7 | 429.7 | 0 | 871.43 | 1301.13
2024-11-10 11:00 | 45606.4583 | 533.08 | 533.08 | 0 | 543.74 | 1076.82
2024-11-10 12:00 | 45606.5 | 596.28 | 596.28 | 0 | 684.54 | 1280.82
2024-11-10 13:00 | 45606.5417 | 599.98 | 599.98 | 0 | 211.97 | 811.95
2024-11-10 14:00 | 45606.5833 | 544.64 | 544.64 | 0 | 354.82 | 899.46
2024-11-10 15:00 | 45606.625 | 392.88 | 392.88 | 0 | 449.02 | 841.9
2024-11-10 16:00 | 45606.6667 | 258.07 | 258.07 | 0 | 617.99 | 876.06
2024-11-10 17:00 | 45606.7083 | 98.62 | 98.62 | 0 | 633.85 | 732.47
2024-11-10 18:00 | 45606.75 | 7.5 | 7.5 | 0 | 838.15 | 845.65
2024-11-10 19:00 | 45606.7917 | 0 | 0 | 0 | 708.6 | 708.6
2024-11-10 20:00 | 45606.8333 | 0 | 0 | 0 | 721.92 | 721.92
2024-11-10 21:00 | 45606.875 | 0 | 0 | 0 | 655.36 | 655.36
2024-11-10 22:00 | 45606.9167 | 0 | 0 | 0 | 531.97 | 531.97
2024-11-10 23:00 | 45606.9583 | 0 | 0 | 0 | 524.8 | 524.8
2024-12-10 | 45636 | 0 | 0 | 0 | 512 | 512
2024-12-10 01:00 | 45636.0417 | 0 | 0 | 0 | 512.51 | 512.51
2024-12-10 02:00 | 45636.0833 | 0 | 0 | 0 | 521.22 | 521.22
2024-12-10 03:00 | 45636.125 | 0 | 0 | 0 | 507.9 | 507.9
2024-12-10 04:00 | 45636.1667 | 0 | 0 | 0 | 501.76 | 501.76
2024-12-10 05:00 | 45636.2083 | 0 | 0 | 0 | 500.23 | 500.23
2024-12-10 06:00 | 45636.25 | 0 | 0 | 0 | 548.35 | 548.35
2024-12-10 07:00 | 45636.2917 | 29.17 | 29.17 | 0 | 607.23 | 636.4
2024-12-10 08:00 | 45636.3333 | 177.27 | 177.27 | 0 | 419.84 | 597.11
2024-12-10 09:00 | 45636.375 | 306.19 | 306.19 | 0 | 342.02 | 648.21
2024-12-10 10:00 | 45636.4167 | 428.5 | 428.5 | 0 | 160.25 | 588.75
2024-12-10 11:00 | 45636.4583 | 535.79 | 535.79 | 0.07 | 185.86 | 721.58
2024-12-10 12:00 | 45636.5 | 588.3 | 588.3 | 0.83 | 110.59 | 698.06
2024-12-10 13:00 | 45636.5417 | 571.7 | 571.7 | 9.6 | 34.82 | 596.92
2024-12-10 14:00 | 45636.5833 | 520.47 | 520.47 | 8 | 28.67 | 541.14
2024-12-10 15:00 | 45636.625 | 414.41 | 414.41 | 0 | 121.34 | 535.75
2024-12-10 16:00 | 45636.6667 | 200.49 | 200.49 | 0 | 316.93 | 517.42
2024-12-10 17:00 | 45636.7083 | 91.47 | 91.47 | 0 | 410.11 | 501.58
2024-12-10 18:00 | 45636.75 | 4.2 | 4.2 | 0 | 481.8 | 486
2024-12-10 19:00 | 45636.7917 | 0 | 0 | 0 | 475.13 | 475.13
2024-12-10 20:00 | 45636.8333 | 0 | 0 | 0 | 492.55 | 492.55
2024-12-10 21:00 | 45636.875 | 0 | 0 | 0 | 473.08 | 473.08
2024-12-10 22:00 | 45636.9167 | 0 | 0 | 0 | 491.52 | 491.52
2024-12-10 23:00 | 45636.9583 | 0 | 0 | 0 | 483.84 | 483.84
10/13/2024 00:00:00 | 10/13/2024 00:00:00 | 0 | 0 | 0 | 471.56 | 471.56
10/13/2024 01:00:00 | 10/13/2024 01:00:00 | 0 | 0 | 0 | 476.16 | 476.16
10/13/2024 02:00:00 | 10/13/2024 02:00:00 | 0 | 0 | 0 | 487.93 | 487.93
10/13/2024 03:00:00 | 10/13/2024 03:00:00 | 0 | 0 | 0 | 468.99 | 468.99
10/13/2024 04:00:00 | 10/13/2024 04:00:00 | 0 | 0 | 0 | 466.95 | 466.95
10/13/2024 05:00:00 | 10/13/2024 05:00:00 | 0 | 0 | 0 | 484.86 | 484.86
10/13/2024 06:00:00 | 10/13/2024 06:00:00 | 0 | 0 | 0 | 475.65 | 475.65
10/13/2024 07:00:00 | 10/13/2024 07:00:00 | 4.77 | 4.77 | 0 | 466.94 | 471.71
10/13/2024 08:00:00 | 10/13/2024 08:00:00 | 69.19 | 69.19 | 0 | 402.44 | 471.63
10/13/2024 09:00:00 | 10/13/2024 09:00:00 | 88.44 | 88.44 | 0 | 392.7 | 481.14
10/13/2024 10:00:00 | 10/13/2024 10:00:00 | 209.36 | 209.36 | 0 | 281.6 | 490.96
10/13/2024 11:00:00 | 10/13/2024 11:00:00 | 360.12 | 360.12 | 0.89 | 132.1 | 491.33
10/13/2024 12:00:00 | 10/13/2024 12:00:00 | 301.64 | 301.64 | 0 | 187.39 | 489.03
10/13/2024 13:00:00 | 10/13/2024 13:00:00 | 142.4 | 142.4 | 0 | 341.5 | 483.9
10/13/2024 14:00:00 | 10/13/2024 14:00:00 | 162.78 | 162.78 | 0 | 319.49 | 482.27
10/13/2024 15:00:00 | 10/13/2024 15:00:00 | 88.26 | 88.26 | 0 | 376.32 | 464.58
10/13/2024 16:00:00 | 10/13/2024 16:00:00 | 75.23 | 75.23 | 0 | 394.75 | 469.98
10/13/2024 17:00:00 | 10/13/2024 17:00:00 | 16.07 | 16.07 | 0 | 445.44 | 461.51
10/13/2024 18:00:00 | 10/13/2024 18:00:00 | 0.76 | 0.76 | 0 | 471.04 | 471.8
10/13/2024 19:00:00 | 10/13/2024 19:00:00 | 0 | 0 | 0 | 460.29 | 460.29
10/13/2024 20:00:00 | 10/13/2024 20:00:00 | 0 | 0 | 0 | 463.36 | 463.36
10/13/2024 21:00:00 | 10/13/2024 21:00:00 | 0 | 0 | 0 | 462.34 | 462.34
10/13/2024 22:00:00 | 10/13/2024 22:00:00 | 0 | 0 | 0 | 468.99 | 468.99
10/13/2024 23:00:00 | 10/13/2024 23:00:00 | 0 | 0 | 0 | 459.77 | 459.77
10/14/2024 00:00:00 | 10/14/2024 00:00:00 | 0 | 0 | 0 | 460.8 | 460.8
10/14/2024 01:00:00 | 10/14/2024 01:00:00 | 0 | 0 | 0 | 461.83 | 461.83
10/14/2024 02:00:00 | 10/14/2024 02:00:00 | 0 | 0 | 0 | 471.04 | 471.04
10/14/2024 03:00:00 | 10/14/2024 03:00:00 | 0 | 0 | 0 | 459.77 | 459.77
10/14/2024 04:00:00 | 10/14/2024 04:00:00 | 0 | 0 | 0 | 458.76 | 458.76
10/14/2024 05:00:00 | 10/14/2024 05:00:00 | 0 | 0 | 0 | 468.48 | 468.48
10/14/2024 06:00:00 | 10/14/2024 06:00:00 | 0 | 0 | 0 | 644.6 | 644.6
10/14/2024 07:00:00 | 10/14/2024 07:00:00 | 6.45 | 6.45 | 0 | 925.19 | 931.64
10/14/2024 08:00:00 | 10/14/2024 08:00:00 | 23.24 | 23.24 | 0 | 921.09 | 944.33
10/14/2024 09:00:00 | 10/14/2024 09:00:00 | 84.35 | 84.35 | 0 | 761.34 | 845.69
10/14/2024 10:00:00 | 10/14/2024 10:00:00 | 317.51 | 317.51 | 0 | 619.01 | 936.52
10/14/2024 11:00:00 | 10/14/2024 11:00:00 | 161.94 | 161.94 | 0 | 713.73 | 875.67
10/14/2024 12:00:00 | 10/14/2024 12:00:00 | 161.73 | 161.73 | 0 | 903.68 | 1065.41
10/14/2024 13:00:00 | 10/14/2024 13:00:00 | 255.1 | 255.1 | 0 | 478.72 | 733.82
10/14/2024 14:00:00 | 10/14/2024 14:00:00 | 210.13 | 210.13 | 0 | 691.2 | 901.33
10/14/2024 15:00:00 | 10/14/2024 15:00:00 | 118.12 | 118.12 | 0 | 636.41 | 754.53
10/14/2024 16:00:00 | 10/14/2024 16:00:00 | 68.04 | 68.04 | 0 | 500.74 | 568.78
10/14/2024 17:00:00 | 10/14/2024 17:00:00 | 37.01 | 37.01 | 0 | 495.1 | 532.11
10/14/2024 18:00:00 | 10/14/2024 18:00:00 | 1.19 | 1.19 | 0 | 648.19 | 649.38
10/14/2024 19:00:00 | 10/14/2024 19:00:00 | 0 | 0 | 0 | 518.15 | 518.15
10/14/2024 20:00:00 | 10/14/2024 20:00:00 | 0 | 0 | 0 | 585.73 | 585.73
10/14/2024 21:00:00 | 10/14/2024 21:00:00 | 0 | 0 | 0 | 626.17 | 626.17
10/14/2024 22:00:00 | 10/14/2024 22:00:00 | 0 | 0 | 0 | 468.99 | 468.99
10/14/2024 23:00:00 | 10/14/2024 23:00:00 | 0 | 0 | 0 | 466.44 | 466.44
10/15/2024 00:00:00 | 10/15/2024 00:00:00 | 0 | 0 | 0 | 467.96 | 467.96
10/15/2024 01:00:00 | 10/15/2024 01:00:00 | 0 | 0 | 0 | 466.95 | 466.95
10/15/2024 02:00:00 | 10/15/2024 02:00:00 | 0 | 0 | 0 | 466.43 | 466.43
10/15/2024 03:00:00 | 10/15/2024 03:00:00 | 0 | 0 | 0 | 464.38 | 464.38
10/15/2024 04:00:00 | 10/15/2024 04:00:00 | 0 | 0 | 0 | 464.9 | 464.9
10/15/2024 05:00:00 | 10/15/2024 05:00:00 | 0 | 0 | 0 | 464.9 | 464.9
10/15/2024 06:00:00 | 10/15/2024 06:00:00 | 0 | 0 | 0 | 612.35 | 612.35
10/15/2024 07:00:00 | 10/15/2024 07:00:00 | 4.18 | 4.18 | 0 | 896.51 | 900.69
10/15/2024 08:00:00 | 10/15/2024 08:00:00 | 45.05 | 45.05 | 0 | 1077.76 | 1122.81
10/15/2024 09:00:00 | 10/15/2024 09:00:00 | 96.67 | 96.67 | 0 | 950.27 | 1046.94
10/15/2024 10:00:00 | 10/15/2024 10:00:00 | 174.77 | 174.77 | 0 | 868.87 | 1043.64
10/15/2024 11:00:00 | 10/15/2024 11:00:00 | 304.44 | 304.44 | 0 | 549.37 | 853.81
10/15/2024 12:00:00 | 10/15/2024 12:00:00 | 327.09 | 327.09 | 0 | 759.81 | 1086.9
10/15/2024 13:00:00 | 10/15/2024 13:00:00 | 526.81 | 526.81 | 0 | 353.28 | 880.09
10/15/2024 14:00:00 | 10/15/2024 14:00:00 | 499.52 | 499.52 | 0 | 617.98 | 1117.5
10/15/2024 15:00:00 | 10/15/2024 15:00:00 | 411.25 | 411.25 | 0 | 459.78 | 871.03
10/15/2024 16:00:00 | 10/15/2024 16:00:00 | 198.22 | 198.22 | 0 | 718.34 | 916.56
10/15/2024 17:00:00 | 10/15/2024 17:00:00 | 58.4 | 58.4 | 0 | 567.8 | 626.2
10/15/2024 18:00:00 | 10/15/2024 18:00:00 | 1.49 | 1.49 | 0 | 576 | 577.49
10/15/2024 19:00:00 | 10/15/2024 19:00:00 | 0 | 0 | 0 | 761.86 | 761.86
10/15/2024 20:00:00 | 10/15/2024 20:00:00 | 0 | 0 | 0 | 644.1 | 644.1
10/15/2024 21:00:00 | 10/15/2024 21:00:00 | 0 | 0 | 0 | 802.81 | 802.81
10/15/2024 22:00:00 | 10/15/2024 22:00:00 | 0 | 0 | 0 | 500.74 | 500.74
10/15/2024 23:00:00 | 10/15/2024 23:00:00 | 0 | 0 | 0 | 495.61 | 495.61
10/16/2024 00:00:00 | 10/16/2024 00:00:00 | 0 | 0 | 0 | 500.74 | 500.74
10/16/2024 01:00:00 | 10/16/2024 01:00:00 | 0 | 0 | 0 | 500.22 | 500.22
10/16/2024 02:00:00 | 10/16/2024 02:00:00 | 0 | 0 | 0 | 495.11 | 495.11
10/16/2024 03:00:00 | 10/16/2024 03:00:00 | 0 | 0 | 0 | 485.89 | 485.89
10/16/2024 04:00:00 | 10/16/2024 04:00:00 | 0 | 0 | 0 | 473.08 | 473.08
10/16/2024 05:00:00 | 10/16/2024 05:00:00 | 0 | 0 | 0 | 479.24 | 479.24
10/16/2024 06:00:00 | 10/16/2024 06:00:00 | 0 | 0 | 0 | 588.8 | 588.8
10/16/2024 07:00:00 | 10/16/2024 07:00:00 | 18.12 | 18.12 | 0 | 935.93 | 954.05
10/16/2024 08:00:00 | 10/16/2024 08:00:00 | 138.6 | 138.6 | 0 | 1114.63 | 1253.23
10/16/2024 09:00:00 | 10/16/2024 09:00:00 | 174.2 | 174.2 | 0 | 970.75 | 1144.95
10/16/2024 10:00:00 | 10/16/2024 10:00:00 | 160.21 | 160.21 | 0 | 1117.18 | 1277.39
10/16/2024 11:00:00 | 10/16/2024 11:00:00 | 206.93 | 206.93 | 0 | 932.87 | 1139.8
10/16/2024 12:00:00 | 10/16/2024 12:00:00 | 381.92 | 381.92 | 0 | 601.6 | 983.52
10/16/2024 13:00:00 | 10/16/2024 13:00:00 | 286.1 | 286.1 | 0 | 664.57 | 950.67
10/16/2024 14:00:00 | 10/16/2024 14:00:00 | 272.75 | 272.75 | 0 | 824.32 | 1097.07
10/16/2024 15:00:00 | 10/16/2024 15:00:00 | 120.48 | 120.48 | 0 | 642.56 | 763.04
10/16/2024 16:00:00 | 10/16/2024 16:00:00 | 81.45 | 81.45 | 0 | 603.65 | 685.1
10/16/2024 17:00:00 | 10/16/2024 17:00:00 | 30.15 | 30.15 | 0 | 777.73 | 807.88
10/16/2024 18:00:00 | 10/16/2024 18:00:00 | 0.43 | 0.43 | 0 | 747.01 | 747.44
10/16/2024 19:00:00 | 10/16/2024 19:00:00 | 0 | 0 | 0 | 768 | 768
10/16/2024 20:00:00 | 10/16/2024 20:00:00 | 0 | 0 | 0 | 836.09 | 836.09
10/16/2024 21:00:00 | 10/16/2024 21:00:00 | 0 | 0 | 0 | 785.41 | 785.41
10/16/2024 22:00:00 | 10/16/2024 22:00:00 | 0 | 0 | 0 | 576 | 576
10/16/2024 23:00:00 | 10/16/2024 23:00:00 | 0 | 0 | 0 | 542.21 | 542.21
10/17/2024 00:00:00 | 10/17/2024 00:00:00 | 0 | 0 | 0 | 539.13 | 539.13
10/17/2024 01:00:00 | 10/17/2024 01:00:00 | 0 | 0 | 0 | 523.78 | 523.78
10/17/2024 02:00:00 | 10/17/2024 02:00:00 | 0 | 0 | 0 | 506.37 | 506.37
10/17/2024 03:00:00 | 10/17/2024 03:00:00 | 0 | 0 | 0 | 496.13 | 496.13
10/17/2024 04:00:00 | 10/17/2024 04:00:00 | 0 | 0 | 0 | 496.64 | 496.64
10/17/2024 05:00:00 | 10/17/2024 05:00:00 | 0 | 0 | 0 | 498.68 | 498.68
10/17/2024 06:00:00 | 10/17/2024 06:00:00 | 0 | 0 | 0 | 668.68 | 668.68
10/17/2024 07:00:00 | 10/17/2024 07:00:00 | 1.08 | 1.08 | 0 | 1044.99 | 1046.07
10/17/2024 08:00:00 | 10/17/2024 08:00:00 | 16.54 | 16.54 | 0 | 1086.97 | 1103.51
10/17/2024 09:00:00 | 10/17/2024 09:00:00 | 42.06 | 42.06 | 0 | 1017.35 | 1059.41
10/17/2024 10:00:00 | 10/17/2024 10:00:00 | 62.41 | 62.41 | 0 | 1087.49 | 1149.9
10/17/2024 11:00:00 | 10/17/2024 11:00:00 | 78.9 | 78.9 | 0 | 904.7 | 983.6
10/17/2024 12:00:00 | 10/17/2024 12:00:00 | 123.2 | 123.2 | 0 | 931.84 | 1055.04
10/17/2024 13:00:00 | 10/17/2024 13:00:00 | 108.73 | 108.73 | 0 | 947.71 | 1056.44
10/17/2024 14:00:00 | 10/17/2024 14:00:00 | 138.57 | 138.57 | 0 | 797.19 | 935.76
10/17/2024 15:00:00 | 10/17/2024 15:00:00 | 131.57 | 131.57 | 0 | 708.6 | 840.17
10/17/2024 16:00:00 | 10/17/2024 16:00:00 | 170.72 | 170.72 | 0 | 631.3 | 802.02
10/17/2024 17:00:00 | 10/17/2024 17:00:00 | 38.09 | 38.09 | 0 | 834.56 | 872.65
10/17/2024 18:00:00 | 10/17/2024 18:00:00 | 0.57 | 0.57 | 0 | 585.22 | 585.79
10/17/2024 19:00:00 | 10/17/2024 19:00:00 | 0 | 0 | 0 | 790.01 | 790.01
10/17/2024 20:00:00 | 10/17/2024 20:00:00 | 0 | 0 | 0 | 911.36 | 911.36
10/17/2024 21:00:00 | 10/17/2024 21:00:00 | 0 | 0 | 0 | 847.36 | 847.36
10/17/2024 22:00:00 | 10/17/2024 22:00:00 | 0 | 0 | 0 | 534.53 | 534.53
10/17/2024 23:00:00 | 10/17/2024 23:00:00 | 0 | 0 | 0 | 532.99 | 532.99
10/18/2024 00:00:00 | 10/18/2024 00:00:00 | 0 | 0 | 0 | 527.36 | 527.36
10/18/2024 01:00:00 | 10/18/2024 01:00:00 | 0 | 0 | 0 | 524.29 | 524.29
10/18/2024 02:00:00 | 10/18/2024 02:00:00 | 0 | 0 | 0 | 503.81 | 503.81
10/18/2024 03:00:00 | 10/18/2024 03:00:00 | 0 | 0 | 0 | 494.08 | 494.08
10/18/2024 04:00:00 | 10/18/2024 04:00:00 | 0 | 0 | 0 | 489.98 | 489.98
10/18/2024 05:00:00 | 10/18/2024 05:00:00 | 0 | 0 | 0 | 499.2 | 499.2
10/18/2024 06:00:00 | 10/18/2024 06:00:00 | 0 | 0 | 0 | 814.08 | 814.08
10/18/2024 07:00:00 | 10/18/2024 07:00:00 | 0.09 | 0.09 | 0 | 927.23 | 927.32
10/18/2024 08:00:00 | 10/18/2024 08:00:00 | 4.3 | 4.3 | 0 | 896 | 900.3
10/18/2024 09:00:00 | 10/18/2024 09:00:00 | 14.22 | 14.22 | 0 | 1037.83 | 1052.05
10/18/2024 10:00:00 | 10/18/2024 10:00:00 | 39.86 | 39.86 | 0 | 1018.37 | 1058.23
10/18/2024 11:00:00 | 10/18/2024 11:00:00 | 47.25 | 47.25 | 0 | 838.65 | 885.9
10/18/2024 12:00:00 | 10/18/2024 12:00:00 | 115.59 | 115.59 | 0 | 1058.31 | 1173.9
10/18/2024 13:00:00 | 10/18/2024 13:00:00 | 217.64 | 217.64 | 0 | 656.89 | 874.53
10/18/2024 14:00:00 | 10/18/2024 14:00:00 | 56.13 | 56.13 | 0 | 1110.53 | 1166.66
10/18/2024 15:00:00 | 10/18/2024 15:00:00 | 99.46 | 99.46 | 0 | 743.94 | 843.4
10/18/2024 16:00:00 | 10/18/2024 16:00:00 | 43.32 | 43.32 | 0 | 847.36 | 890.68
10/18/2024 17:00:00 | 10/18/2024 17:00:00 | 11.35 | 11.35 | 0 | 844.28 | 855.63
10/18/2024 18:00:00 | 10/18/2024 18:00:00 | 0.07 | 0.07 | 0 | 753.67 | 753.74
10/18/2024 19:00:00 | 10/18/2024 19:00:00 | 0 | 0 | 0 | 788.48 | 788.48
10/18/2024 20:00:00 | 10/18/2024 20:00:00 | 0 | 0 | 0 | 861.69 | 861.69
10/18/2024 21:00:00 | 10/18/2024 21:00:00 | 0 | 0 | 0 | 789.51 | 789.51
10/18/2024 22:00:00 | 10/18/2024 22:00:00 | 0 | 0 | 0 | 548.86 | 548.86
10/18/2024 23:00:00 | 10/18/2024 23:00:00 | 0 | 0 | 0 | 550.91 | 550.91
10/19/2024 00:00:00 | 10/19/2024 00:00:00 | 0 | 0 | 0 | 544.26 | 544.26
10/19/2024 01:00:00 | 10/19/2024 01:00:00 | 0 | 0 | 0 | 548.86 | 548.86
10/19/2024 02:00:00 | 10/19/2024 02:00:00 | 0 | 0 | 0 | 526.34 | 526.34
10/19/2024 03:00:00 | 10/19/2024 03:00:00 | 0 | 0 | 0 | 527.36 | 527.36
10/19/2024 04:00:00 | 10/19/2024 04:00:00 | 0 | 0 | 0 | 515.58 | 515.58
10/19/2024 05:00:00 | 10/19/2024 05:00:00 | 0 | 0 | 0 | 515.08 | 515.08
10/19/2024 06:00:00 | 10/19/2024 06:00:00 | 0 | 0 | 0 | 808.96 | 808.96
10/19/2024 07:00:00 | 10/19/2024 07:00:00 | 11.58 | 11.58 | 0 | 863.23 | 874.81
10/19/2024 08:00:00 | 10/19/2024 08:00:00 | 63.15 | 63.15 | 0 | 675.84 | 738.99
10/19/2024 09:00:00 | 10/19/2024 09:00:00 | 271.24 | 271.24 | 0 | 549.37 | 820.61
10/19/2024 10:00:00 | 10/19/2024 10:00:00 | 314.71 | 314.71 | 0 | 526.85 | 841.56
10/19/2024 11:00:00 | 10/19/2024 11:00:00 | 153.53 | 153.53 | 0 | 710.15 | 863.68
10/19/2024 12:00:00 | 10/19/2024 12:00:00 | 184.75 | 184.75 | 0 | 500.22 | 684.97
10/19/2024 13:00:00 | 10/19/2024 13:00:00 | 251.14 | 251.14 | 0 | 327.17 | 578.31
10/19/2024 14:00:00 | 10/19/2024 14:00:00 | 237.7 | 237.7 | 0.07 | 341.5 | 579.13
10/19/2024 15:00:00 | 10/19/2024 15:00:00 | 173.27 | 173.27 | 0 | 402.43 | 575.7
10/19/2024 16:00:00 | 10/19/2024 16:00:00 | 61.92 | 61.92 | 0 | 503.3 | 565.22
10/19/2024 17:00:00 | 10/19/2024 17:00:00 | 7.92 | 7.92 | 0 | 553.47 | 561.39
10/19/2024 18:00:00 | 10/19/2024 18:00:00 | 0.04 | 0.04 | 0 | 567.81 | 567.85
10/19/2024 19:00:00 | 10/19/2024 19:00:00 | 0 | 0 | 0 | 546.82 | 546.82
10/19/2024 20:00:00 | 10/19/2024 20:00:00 | 0 | 0 | 0 | 537.08 | 537.08
10/19/2024 21:00:00 | 10/19/2024 21:00:00 | 0 | 0 | 0 | 530.44 | 530.44
10/19/2024 22:00:00 | 10/19/2024 22:00:00 | 0 | 0 | 0 | 510.46 | 510.46
10/19/2024 23:00:00 | 10/19/2024 23:00:00 | 0 | 0 | 0 | 500.74 | 500.74
10/20/2024 00:00:00 | 10/20/2024 00:00:00 | 0 | 0 | 0 | 506.88 | 506.88
10/20/2024 01:00:00 | 10/20/2024 01:00:00 | 0 | 0 | 0 | 503.8 | 503.8
10/20/2024 02:00:00 | 10/20/2024 02:00:00 | 0 | 0 | 0 | 509.44 | 509.44
10/20/2024 03:00:00 | 10/20/2024 03:00:00 | 0 | 0 | 0 | 492.55 | 492.55
10/20/2024 04:00:00 | 10/20/2024 04:00:00 | 0 | 0 | 0 | 488.96 | 488.96
10/20/2024 05:00:00 | 10/20/2024 05:00:00 | 0 | 0 | 0 | 487.42 | 487.42
10/20/2024 06:00:00 | 10/20/2024 06:00:00 | 0 | 0 | 0 | 486.91 | 486.91
10/20/2024 07:00:00 | 10/20/2024 07:00:00 | 8.33 | 8.33 | 0 | 477.19 | 485.52
10/20/2024 08:00:00 | 10/20/2024 08:00:00 | 77.98 | 77.98 | 0 | 408.06 | 486.04
10/20/2024 09:00:00 | 10/20/2024 09:00:00 | 225.82 | 225.82 | 0 | 269.83 | 495.65
10/20/2024 10:00:00 | 10/20/2024 10:00:00 | 367.07 | 367.07 | 0 | 141.82 | 508.89
10/20/2024 11:00:00 | 10/20/2024 11:00:00 | 448.07 | 448.07 | 0 | 70.14 | 518.21
10/20/2024 12:00:00 | 10/20/2024 12:00:00 | 522.16 | 522.16 | 0 | 16.39 | 538.55
10/20/2024 13:00:00 | 10/20/2024 13:00:00 | 522.72 | 522.72 | 0 | 36.86 | 559.58
10/20/2024 14:00:00 | 10/20/2024 14:00:00 | 453.96 | 453.96 | 0 | 102.4 | 556.36
10/20/2024 15:00:00 | 10/20/2024 15:00:00 | 332.15 | 332.15 | 0 | 215.55 | 547.7
10/20/2024 16:00:00 | 10/20/2024 16:00:00 | 173.14 | 173.14 | 0 | 365.06 | 538.2
10/20/2024 17:00:00 | 10/20/2024 17:00:00 | 46.26 | 46.26 | 0 | 484.35 | 530.61
10/20/2024 18:00:00 | 10/20/2024 18:00:00 | 0.81 | 0.81 | 0 | 530.43 | 531.24
10/20/2024 19:00:00 | 10/20/2024 19:00:00 | 0 | 0 | 0 | 529.92 | 529.92
10/20/2024 20:00:00 | 10/20/2024 20:00:00 | 0 | 0 | 0 | 525.83 | 525.83
10/20/2024 21:00:00 | 10/20/2024 21:00:00 | 0 | 0 | 0 | 525.31 | 525.31
10/20/2024 22:00:00 | 10/20/2024 22:00:00 | 0 | 0 | 0 | 523.78 | 523.78
10/20/2024 23:00:00 | 10/20/2024 23:00:00 | 0 | 0 | 0 | 518.14 | 518.14
10/21/2024 00:00:00 | 10/21/2024 00:00:00 | 0 | 0 | 0 | 509.95 | 509.95
10/21/2024 01:00:00 | 10/21/2024 01:00:00 | 0 | 0 | 0 | 508.42 | 508.42
10/21/2024 02:00:00 | 10/21/2024 02:00:00 | 0 | 0 | 0 | 509.95 | 509.95
10/21/2024 03:00:00 | 10/21/2024 03:00:00 | 0 | 0 | 0 | 510.98 | 510.98
10/21/2024 04:00:00 | 10/21/2024 04:00:00 | 0 | 0 | 0 | 509.44 | 509.44
10/21/2024 05:00:00 | 10/21/2024 05:00:00 | 0 | 0 | 0 | 512 | 512
10/21/2024 06:00:00 | 10/21/2024 06:00:00 | 0 | 0 | 0 | 579.07 | 579.07
10/21/2024 07:00:00 | 10/21/2024 07:00:00 | 10.06 | 10.06 | 0 | 914.94 | 925
10/21/2024 08:00:00 | 10/21/2024 08:00:00 | 117.9 | 117.9 | 0 | 866.82 | 984.72
10/21/2024 09:00:00 | 10/21/2024 09:00:00 | 243.24 | 243.24 | 0 | 842.75 | 1085.99
10/21/2024 10:00:00 | 10/21/2024 10:00:00 | 361.91 | 361.91 | 0 | 817.66 | 1179.57
10/21/2024 11:00:00 | 10/21/2024 11:00:00 | 444.17 | 444.17 | 0 | 469.51 | 913.68
10/21/2024 12:00:00 | 10/21/2024 12:00:00 | 503.41 | 503.41 | 0 | 567.81 | 1071.22
10/21/2024 13:00:00 | 10/21/2024 13:00:00 | 508.21 | 508.21 | 0 | 460.28 | 968.49
10/21/2024 14:00:00 | 10/21/2024 14:00:00 | 444.74 | 444.74 | 0 | 768.52 | 1213.26
10/21/2024 15:00:00 | 10/21/2024 15:00:00 | 318.27 | 318.27 | 0 | 571.39 | 889.66
10/21/2024 16:00:00 | 10/21/2024 16:00:00 | 166.56 | 166.56 | 0 | 697.34 | 863.9
10/21/2024 17:00:00 | 10/21/2024 17:00:00 | 47.9 | 47.9 | 0 | 794.11 | 842.01
10/21/2024 18:00:00 | 10/21/2024 18:00:00 | 1.23 | 1.23 | 0 | 864.77 | 866
10/21/2024 19:00:00 | 10/21/2024 19:00:00 | 0 | 0 | 0 | 889.86 | 889.86
10/21/2024 20:00:00 | 10/21/2024 20:00:00 | 0 | 0 | 0 | 841.73 | 841.73
10/21/2024 21:00:00 | 10/21/2024 21:00:00 | 0 | 0 | 0 | 850.94 | 850.94
10/21/2024 22:00:00 | 10/21/2024 22:00:00 | 0 | 0 | 0 | 518.14 | 518.14
10/21/2024 23:00:00 | 10/21/2024 23:00:00 | 0 | 0 | 0 | 514.56 | 514.56
10/22/2024 00:00:00 | 10/22/2024 00:00:00 | 0 | 0 | 0 | 509.44 | 509.44
10/22/2024 01:00:00 | 10/22/2024 01:00:00 | 0 | 0 | 0 | 507.91 | 507.91
10/22/2024 02:00:00 | 10/22/2024 02:00:00 | 0 | 0 | 0 | 498.17 | 498.17
10/22/2024 03:00:00 | 10/22/2024 03:00:00 | 0 | 0 | 0 | 495.62 | 495.62
10/22/2024 04:00:00 | 10/22/2024 04:00:00 | 0 | 0 | 0 | 493.57 | 493.57
10/22/2024 05:00:00 | 10/22/2024 05:00:00 | 0 | 0 | 0 | 497.66 | 497.66
10/22/2024 06:00:00 | 10/22/2024 06:00:00 | 0 | 0 | 0 | 742.4 | 742.4
10/22/2024 07:00:00 | 10/22/2024 07:00:00 | 5.02 | 5.02 | 0 | 1159.68 | 1164.7
10/22/2024 08:00:00 | 10/22/2024 08:00:00 | 80.06 | 80.06 | 0 | 927.75 | 1007.81
10/22/2024 09:00:00 | 10/22/2024 09:00:00 | 109.63 | 109.63 | 0 | 980.99 | 1090.62
10/22/2024 10:00:00 | 10/22/2024 10:00:00 | 121.65 | 121.65 | 0 | 891.9 | 1013.55
10/22/2024 11:00:00 | 10/22/2024 11:00:00 | 223.77 | 223.77 | 0 | 765.44 | 989.21
10/22/2024 12:00:00 | 10/22/2024 12:00:00 | 320.5 | 320.5 | 0 | 721.41 | 1041.91
10/22/2024 13:00:00 | 10/22/2024 13:00:00 | 492.57 | 492.57 | 0 | 382.98 | 875.55
10/22/2024 14:00:00 | 10/22/2024 14:00:00 | 420.67 | 420.67 | 0 | 483.32 | 903.99
10/22/2024 15:00:00 | 10/22/2024 15:00:00 | 320.02 | 320.02 | 0 | 425.48 | 745.5
10/22/2024 16:00:00 | 10/22/2024 16:00:00 | 160.29 | 160.29 | 0 | 669.69 | 829.98
10/22/2024 17:00:00 | 10/22/2024 17:00:00 | 43.86 | 43.86 | 0 | 814.59 | 858.45
10/22/2024 18:00:00 | 10/22/2024 18:00:00 | 0.69 | 0.69 | 0 | 858.12 | 858.81
10/22/2024 19:00:00 | 10/22/2024 19:00:00 | 0 | 0 | 0 | 885.24 | 885.24
10/22/2024 20:00:00 | 10/22/2024 20:00:00 | 0 | 0 | 0 | 913.41 | 913.41
10/22/2024 21:00:00 | 10/22/2024 21:00:00 | 0 | 0 | 0 | 742.4 | 742.4
10/22/2024 22:00:00 | 10/22/2024 22:00:00 | 0 | 0 | 0 | 556.03 | 556.03
10/22/2024 23:00:00 | 10/22/2024 23:00:00 | 0 | 0 | 0 | 555.01 | 555.01
10/23/2024 00:00:00 | 10/23/2024 00:00:00 | 0 | 0 | 0 | 550.4 | 550.4
10/23/2024 01:00:00 | 10/23/2024 01:00:00 | 0 | 0 | 0 | 551.43 | 551.43
10/23/2024 02:00:00 | 10/23/2024 02:00:00 | 0 | 0 | 0 | 552.96 | 552.96
10/23/2024 03:00:00 | 10/23/2024 03:00:00 | 0 | 0 | 0 | 537.08 | 537.08
10/23/2024 04:00:00 | 10/23/2024 04:00:00 | 0 | 0 | 0 | 536.07 | 536.07
10/23/2024 05:00:00 | 10/23/2024 05:00:00 | 0 | 0 | 0 | 535.55 | 535.55
10/23/2024 06:00:00 | 10/23/2024 06:00:00 | 0 | 0 | 0 | 544.26 | 544.26
10/23/2024 07:00:00 | 10/23/2024 07:00:00 | 2.24 | 2.24 | 0 | 577.53 | 579.77
10/23/2024 08:00:00 | 10/23/2024 08:00:00 | 28.58 | 28.58 | 0 | 560.64 | 589.22
10/23/2024 09:00:00 | 10/23/2024 09:00:00 | 90.9 | 90.9 | 0 | 475.14 | 566.04
10/23/2024 10:00:00 | 10/23/2024 10:00:00 | 143.05 | 143.05 | 0 | 423.42 | 566.47
10/23/2024 11:00:00 | 10/23/2024 11:00:00 | 129.6 | 129.6 | 0 | 436.74 | 566.34
10/23/2024 12:00:00 | 10/23/2024 12:00:00 | 109.05 | 109.05 | 0 | 432.64 | 541.69
10/23/2024 13:00:00 | 10/23/2024 13:00:00 | 104.44 | 104.44 | 0 | 480.25 | 584.69
10/23/2024 14:00:00 | 10/23/2024 14:00:00 | 109.23 | 109.23 | 0 | 515.08 | 624.31
10/23/2024 15:00:00 | 10/23/2024 15:00:00 | 84.76 | 84.76 | 0 | 674.81 | 759.57
10/23/2024 16:00:00 | 10/23/2024 16:00:00 | 21.16 | 21.16 | 0 | 774.66 | 795.82
10/23/2024 17:00:00 | 10/23/2024 17:00:00 | 4.25 | 4.25 | 0 | 796.16 | 800.41
10/23/2024 18:00:00 | 10/23/2024 18:00:00 | 0 | 0 | 0 | 884.22 | 884.22
10/23/2024 19:00:00 | 10/23/2024 19:00:00 | 0 | 0 | 0 | 874.5 | 874.5
10/23/2024 20:00:00 | 10/23/2024 20:00:00 | 0 | 0 | 0 | 851.97 | 851.97
10/23/2024 21:00:00 | 10/23/2024 21:00:00 | 0 | 0 | 0 | 777.72 | 777.72
10/23/2024 22:00:00 | 10/23/2024 22:00:00 | 0 | 0 | 0 | 529.92 | 529.92
10/23/2024 23:00:00 | 10/23/2024 23:00:00 | 0 | 0 | 0 | 528.9 | 528.9
10/24/2024 00:00:00 | 10/24/2024 00:00:00 | 0 | 0 | 0 | 525.31 | 525.31
10/24/2024 01:00:00 | 10/24/2024 01:00:00 | 0 | 0 | 0 | 523.78 | 523.78
10/24/2024 02:00:00 | 10/24/2024 02:00:00 | 0 | 0 | 0 | 518.65 | 518.65
10/24/2024 03:00:00 | 10/24/2024 03:00:00 | 0 | 0 | 0 | 513.03 | 513.03
10/24/2024 04:00:00 | 10/24/2024 04:00:00 | 0 | 0 | 0 | 507.9 | 507.9
10/24/2024 05:00:00 | 10/24/2024 05:00:00 | 0 | 0 | 0 | 496.64 | 496.64
10/24/2024 06:00:00 | 10/24/2024 06:00:00 | 0 | 0 | 0 | 827.91 | 827.91
10/24/2024 07:00:00 | 10/24/2024 07:00:00 | 0.44 | 0.44 | 0 | 867.84 | 868.28
10/24/2024 08:00:00 | 10/24/2024 08:00:00 | 14.4 | 14.4 | 0 | 569.85 | 584.25
10/24/2024 09:00:00 | 10/24/2024 09:00:00 | 61.84 | 61.84 | 0 | 820.23 | 882.07
10/24/2024 10:00:00 | 10/24/2024 10:00:00 | 58.89 | 58.89 | 0 | 875.52 | 934.41
10/24/2024 11:00:00 | 10/24/2024 11:00:00 | 131.95 | 131.95 | 0 | 799.74 | 931.69
10/24/2024 12:00:00 | 10/24/2024 12:00:00 | 130.34 | 130.34 | 0 | 539.65 | 669.99
10/24/2024 13:00:00 | 10/24/2024 13:00:00 | 137.89 | 137.89 | 0 | 815.1 | 952.99
10/24/2024 14:00:00 | 10/24/2024 14:00:00 | 105.25 | 105.25 | 0 | 661.51 | 766.76
10/24/2024 15:00:00 | 10/24/2024 15:00:00 | 119.68 | 119.68 | 0 | 604.16 | 723.84
10/24/2024 16:00:00 | 10/24/2024 16:00:00 | 68.37 | 68.37 | 0 | 779.77 | 848.14
10/24/2024 17:00:00 | 10/24/2024 17:00:00 | 13.61 | 13.61 | 0 | 815.62 | 829.23
10/24/2024 18:00:00 | 10/24/2024 18:00:00 | 0.32 | 0.32 | 0 | 892.93 | 893.25
10/24/2024 19:00:00 | 10/24/2024 19:00:00 | 0 | 0 | 0 | 665.08 | 665.08
10/24/2024 20:00:00 | 10/24/2024 20:00:00 | 0 | 0 | 0 | 660.48 | 660.48
10/24/2024 21:00:00 | 10/24/2024 21:00:00 | 0 | 0 | 0 | 651.27 | 651.27
10/24/2024 22:00:00 | 10/24/2024 22:00:00 | 0 | 0 | 0 | 519.68 | 519.68
10/24/2024 23:00:00 | 10/24/2024 23:00:00 | 0 | 0 | 0 | 519.68 | 519.68
10/25/2024 00:00:00 | 10/25/2024 00:00:00 | 0 | 0 | 0 | 517.12 | 517.12
10/25/2024 01:00:00 | 10/25/2024 01:00:00 | 0 | 0 | 0 | 519.68 | 519.68
10/25/2024 02:00:00 | 10/25/2024 02:00:00 | 0 | 0 | 0 | 515.58 | 515.58
10/25/2024 03:00:00 | 10/25/2024 03:00:00 | 0 | 0 | 0 | 516.1 | 516.1
10/25/2024 04:00:00 | 10/25/2024 04:00:00 | 0 | 0 | 0 | 512 | 512
10/25/2024 05:00:00 | 10/25/2024 05:00:00 | 0 | 0 | 0 | 508.93 | 508.93
10/25/2024 06:00:00 | 10/25/2024 06:00:00 | 0 | 0 | 0 | 767.48 | 767.48
10/25/2024 07:00:00 | 10/25/2024 07:00:00 | 0.76 | 0.76 | 0 | 643.59 | 644.35
10/25/2024 08:00:00 | 10/25/2024 08:00:00 | 25.95 | 25.95 | 0 | 577.02 | 602.97
10/25/2024 09:00:00 | 10/25/2024 09:00:00 | 100.15 | 100.15 | 0 | 568.32 | 668.47
10/25/2024 10:00:00 | 10/25/2024 10:00:00 | 197.99 | 197.99 | 0 | 544.26 | 742.25
10/25/2024 11:00:00 | 10/25/2024 11:00:00 | 347.5 | 347.5 | 0 | 440.32 | 787.82
10/25/2024 12:00:00 | 10/25/2024 12:00:00 | 417.66 | 417.66 | 2.3 | 266.75 | 682.11
10/25/2024 13:00:00 | 10/25/2024 13:00:00 | 366.87 | 366.87 | 0 | 397.82 | 764.69
10/25/2024 14:00:00 | 10/25/2024 14:00:00 | 297.06 | 297.06 | 0 | 437.76 | 734.82
10/25/2024 15:00:00 | 10/25/2024 15:00:00 | 230.85 | 230.85 | 0 | 522.76 | 753.61
10/25/2024 16:00:00 | 10/25/2024 16:00:00 | 129.52 | 129.52 | 0 | 563.2 | 692.72
10/25/2024 17:00:00 | 10/25/2024 17:00:00 | 37.86 | 37.86 | 0 | 701.44 | 739.3
10/25/2024 18:00:00 | 10/25/2024 18:00:00 | 0.44 | 0.44 | 0 | 739.84 | 740.28
10/25/2024 19:00:00 | 10/25/2024 19:00:00 | 0 | 0 | 0 | 602.11 | 602.11
10/25/2024 20:00:00 | 10/25/2024 20:00:00 | 0 | 0 | 0 | 680.45 | 680.45
10/25/2024 21:00:00 | 10/25/2024 21:00:00 | 0 | 0 | 0 | 696.83 | 696.83
10/25/2024 22:00:00 | 10/25/2024 22:00:00 | 0 | 0 | 0 | 508.41 | 508.41
10/25/2024 23:00:00 | 10/25/2024 23:00:00 | 0 | 0 | 0 | 520.2 | 520.2
10/26/2024 00:00:00 | 10/26/2024 00:00:00 | 0 | 0 | 0 | 521.72 | 521.72
10/26/2024 01:00:00 | 10/26/2024 01:00:00 | 0 | 0 | 0 | 510.98 | 510.98
10/26/2024 02:00:00 | 10/26/2024 02:00:00 | 0 | 0 | 0 | 500.74 | 500.74
10/26/2024 03:00:00 | 10/26/2024 03:00:00 | 0 | 0 | 0 | 498.17 | 498.17
10/26/2024 04:00:00 | 10/26/2024 04:00:00 | 0 | 0 | 0 | 507.39 | 507.39
10/26/2024 05:00:00 | 10/26/2024 05:00:00 | 0 | 0 | 0 | 518.66 | 518.66
10/26/2024 06:00:00 | 10/26/2024 06:00:00 | 0 | 0 | 0 | 720.38 | 720.38
10/26/2024 07:00:00 | 10/26/2024 07:00:00 | 0.17 | 0.17 | 0 | 733.19 | 733.36
10/26/2024 08:00:00 | 10/26/2024 08:00:00 | 9.77 | 9.77 | 0 | 793.6 | 803.37
10/26/2024 09:00:00 | 10/26/2024 09:00:00 | 42.36 | 42.36 | 0 | 716.8 | 759.16
10/26/2024 10:00:00 | 10/26/2024 10:00:00 | 121.42 | 121.42 | 0 | 466.94 | 588.36
10/26/2024 11:00:00 | 10/26/2024 11:00:00 | 113.37 | 113.37 | 0 | 464.9 | 578.27
10/26/2024 12:00:00 | 10/26/2024 12:00:00 | 141.2 | 141.2 | 0 | 448 | 589.2
10/26/2024 13:00:00 | 10/26/2024 13:00:00 | 52.97 | 52.97 | 0 | 670.21 | 723.18
10/26/2024 14:00:00 | 10/26/2024 14:00:00 | 102.56 | 102.56 | 0 | 417.79 | 520.35
10/26/2024 15:00:00 | 10/26/2024 15:00:00 | 142.33 | 142.33 | 0 | 387.07 | 529.4
10/26/2024 16:00:00 | 10/26/2024 16:00:00 | 89.07 | 89.07 | 0 | 420.86 | 509.93
10/26/2024 17:00:00 | 10/26/2024 17:00:00 | 38.04 | 38.04 | 0 | 464.9 | 502.94
10/26/2024 18:00:00 | 10/26/2024 18:00:00 | 0.05 | 0.05 | 0 | 514.05 | 514.1
10/26/2024 19:00:00 | 10/26/2024 19:00:00 | 0 | 0 | 0 | 513.02 | 513.02
10/26/2024 20:00:00 | 10/26/2024 20:00:00 | 0 | 0 | 0 | 505.86 | 505.86
10/26/2024 21:00:00 | 10/26/2024 21:00:00 | 0 | 0 | 0 | 514.56 | 514.56
10/26/2024 22:00:00 | 10/26/2024 22:00:00 | 0 | 0 | 0 | 503.81 | 503.81
10/26/2024 23:00:00 | 10/26/2024 23:00:00 | 0 | 0 | 0 | 509.44 | 509.44
10/27/2024 00:00:00 | 10/27/2024 00:00:00 | 0 | 0 | 0 | 508.41 | 508.41
10/27/2024 01:00:00 | 10/27/2024 01:00:00 | 0 | 0 | 0 | 499.71 | 499.71
10/27/2024 02:00:00 | 10/27/2024 02:00:00 | 0 | 0 | 0 | 1029.12 | 1029.12
10/27/2024 03:00:00 | 10/27/2024 03:00:00 | 0 | 0 | 0 | 507.4 | 507.4
10/27/2024 04:00:00 | 10/27/2024 04:00:00 | 0 | 0 | 0 | 496.64 | 496.64
10/27/2024 05:00:00 | 10/27/2024 05:00:00 | 0 | 0 | 0 | 504.32 | 504.32
10/27/2024 06:00:00 | 10/27/2024 06:00:00 | 3.03 | 3.03 | 0 | 518.65 | 521.68
10/27/2024 07:00:00 | 10/27/2024 07:00:00 | 64.81 | 64.81 | 0 | 436.74 | 501.55
10/27/2024 08:00:00 | 10/27/2024 08:00:00 | 195.71 | 195.71 | 0 | 323.58 | 519.29
10/27/2024 09:00:00 | 10/27/2024 09:00:00 | 345.1 | 345.1 | 0 | 162.31 | 507.41
10/27/2024 10:00:00 | 10/27/2024 10:00:00 | 429.2 | 429.2 | 1.09 | 113.15 | 541.26
10/27/2024 11:00:00 | 10/27/2024 11:00:00 | 359.54 | 359.54 | 4.99 | 169.98 | 524.53
10/27/2024 12:00:00 | 10/27/2024 12:00:00 | 154.1 | 154.1 | 0 | 360.45 | 514.55
10/27/2024 13:00:00 | 10/27/2024 13:00:00 | 148.71 | 148.71 | 0 | 370.18 | 518.89
10/27/2024 14:00:00 | 10/27/2024 14:00:00 | 122.94 | 122.94 | 0 | 382.46 | 505.4
10/27/2024 15:00:00 | 10/27/2024 15:00:00 | 76.56 | 76.56 | 0 | 422.91 | 499.47
10/27/2024 16:00:00 | 10/27/2024 16:00:00 | 23.91 | 23.91 | 0 | 478.21 | 502.12
10/27/2024 17:00:00 | 10/27/2024 17:00:00 | 0.06 | 0.06 | 0 | 507.39 | 507.45
10/27/2024 18:00:00 | 10/27/2024 18:00:00 | 0 | 0 | 0 | 498.18 | 498.18
10/27/2024 19:00:00 | 10/27/2024 19:00:00 | 0 | 0 | 0 | 494.08 | 494.08
10/27/2024 20:00:00 | 10/27/2024 20:00:00 | 0 | 0 | 0 | 520.19 | 520.19
10/27/2024 21:00:00 | 10/27/2024 21:00:00 | 0 | 0 | 0 | 492.54 | 492.54
10/27/2024 22:00:00 | 10/27/2024 22:00:00 | 0 | 0 | 0 | 522.76 | 522.76
10/27/2024 23:00:00 | 10/27/2024 23:00:00 | 0 | 0 | 0 | 491.52 | 491.52
10/28/2024 00:00:00 | 10/28/2024 00:00:00 | 0 | 0 | 0 | 506.36 | 506.36
10/28/2024 01:00:00 | 10/28/2024 01:00:00 | 0 | 0 | 0 | 506.37 | 506.37
10/28/2024 02:00:00 | 10/28/2024 02:00:00 | 0 | 0 | 0 | 489.47 | 489.47
10/28/2024 03:00:00 | 10/28/2024 03:00:00 | 0 | 0 | 0 | 520.2 | 520.2
10/28/2024 04:00:00 | 10/28/2024 04:00:00 | 0 | 0 | 0 | 484.86 | 484.86
10/28/2024 05:00:00 | 10/28/2024 05:00:00 | 0 | 0 | 0 | 504.32 | 504.32
10/28/2024 06:00:00 | 10/28/2024 06:00:00 | 0.72 | 0.72 | 0 | 588.29 | 589.01
10/28/2024 07:00:00 | 10/28/2024 07:00:00 | 24.17 | 24.17 | 0 | 747.52 | 771.69
10/28/2024 08:00:00 | 10/28/2024 08:00:00 | 82.95 | 82.95 | 0 | 745.98 | 828.93
10/28/2024 09:00:00 | 10/28/2024 09:00:00 | 123.17 | 123.17 | 0 | 649.22 | 772.39
10/28/2024 10:00:00 | 10/28/2024 10:00:00 | 215.11 | 215.11 | 0 | 382.46 | 597.57
10/28/2024 11:00:00 | 10/28/2024 11:00:00 | 249.66 | 249.66 | 0 | 282.11 | 531.77
10/28/2024 12:00:00 | 10/28/2024 12:00:00 | 360.3 | 360.3 | 0 | 171.52 | 531.82
10/28/2024 13:00:00 | 10/28/2024 13:00:00 | 391.04 | 391.04 | 0 | 431.11 | 822.15
10/28/2024 14:00:00 | 10/28/2024 14:00:00 | 234.07 | 234.07 | 0 | 765.95 | 1000.02
10/28/2024 15:00:00 | 10/28/2024 15:00:00 | 155.11 | 155.11 | 0 | 748.03 | 903.14
10/28/2024 16:00:00 | 10/28/2024 16:00:00 | 39.29 | 39.29 | 0 | 856.58 | 895.87
10/28/2024 17:00:00 | 10/28/2024 17:00:00 | 0.19 | 0.19 | 0 | 888.83 | 889.02
10/28/2024 18:00:00 | 10/28/2024 18:00:00 | 0 | 0 | 0 | 891.9 | 891.9
10/28/2024 19:00:00 | 10/28/2024 19:00:00 | 0 | 0 | 0 | 594.44 | 594.44
10/28/2024 20:00:00 | 10/28/2024 20:00:00 | 0 | 0 | 0 | 849.92 | 849.92
10/28/2024 21:00:00 | 10/28/2024 21:00:00 | 0 | 0 | 0 | 813.56 | 813.56
10/28/2024 22:00:00 | 10/28/2024 22:00:00 | 0 | 0 | 0 | 502.79 | 502.79
10/28/2024 23:00:00 | 10/28/2024 23:00:00 | 0 | 0 | 0 | 498.17 | 498.17
10/29/2024 00:00:00 | 10/29/2024 00:00:00 | 0 | 0 | 0 | 513.03 | 513.03
10/29/2024 01:00:00 | 10/29/2024 01:00:00 | 0 | 0 | 0 | 523.26 | 523.26
10/29/2024 02:00:00 | 10/29/2024 02:00:00 | 0 | 0 | 0 | 508.93 | 508.93
10/29/2024 03:00:00 | 10/29/2024 03:00:00 | 0 | 0 | 0 | 510.46 | 510.46
10/29/2024 04:00:00 | 10/29/2024 04:00:00 | 0 | 0 | 0 | 500.23 | 500.23
10/29/2024 05:00:00 | 10/29/2024 05:00:00 | 0 | 0 | 0 | 502.78 | 502.78
10/29/2024 06:00:00 | 10/29/2024 06:00:00 | 3.44 | 3.44 | 0 | 896.51 | 899.95
10/29/2024 07:00:00 | 10/29/2024 07:00:00 | 98.95 | 98.95 | 0 | 878.6 | 977.55
10/29/2024 08:00:00 | 10/29/2024 08:00:00 | 231.24 | 231.24 | 0 | 834.56 | 1065.8
10/29/2024 09:00:00 | 10/29/2024 09:00:00 | 331.24 | 331.24 | 0 | 945.15 | 1276.39
10/29/2024 10:00:00 | 10/29/2024 10:00:00 | 412.47 | 412.47 | 0 | 859.13 | 1271.6
10/29/2024 11:00:00 | 10/29/2024 11:00:00 | 462.66 | 462.66 | 0 | 529.41 | 992.07
10/29/2024 12:00:00 | 10/29/2024 12:00:00 | 468.44 | 468.44 | 0 | 763.39 | 1231.83
10/29/2024 13:00:00 | 10/29/2024 13:00:00 | 404.35 | 404.35 | 0 | 597.51 | 1001.86
10/29/2024 14:00:00 | 10/29/2024 14:00:00 | 278.98 | 278.98 | 0 | 602.11 | 881.09
10/29/2024 15:00:00 | 10/29/2024 15:00:00 | 130.49 | 130.49 | 0 | 381.95 | 512.44
10/29/2024 16:00:00 | 10/29/2024 16:00:00 | 27.35 | 27.35 | 0 | 628.74 | 656.09
10/29/2024 17:00:00 | 10/29/2024 17:00:00 | 0.09 | 0.09 | 0 | 659.97 | 660.06
10/29/2024 18:00:00 | 10/29/2024 18:00:00 | 0 | 0 | 0 | 628.22 | 628.22
10/29/2024 19:00:00 | 10/29/2024 19:00:00 | 0 | 0 | 0 | 796.16 | 796.16
10/29/2024 20:00:00 | 10/29/2024 20:00:00 | 0 | 0 | 0 | 729.6 | 729.6
10/29/2024 21:00:00 | 10/29/2024 21:00:00 | 0 | 0 | 0 | 693.25 | 693.25
10/29/2024 22:00:00 | 10/29/2024 22:00:00 | 0 | 0 | 0 | 538.62 | 538.62
10/29/2024 23:00:00 | 10/29/2024 23:00:00 | 0 | 0 | 0 | 519.17 | 519.17
10/30/2024 00:00:00 | 10/30/2024 00:00:00 | 0 | 0 | 0 | 521.73 | 521.73
10/30/2024 01:00:00 | 10/30/2024 01:00:00 | 0 | 0 | 0 | 535.04 | 535.04
10/30/2024 02:00:00 | 10/30/2024 02:00:00 | 0 | 0 | 0 | 504.83 | 504.83
10/30/2024 03:00:00 | 10/30/2024 03:00:00 | 0 | 0 | 0 | 501.25 | 501.25
10/30/2024 04:00:00 | 10/30/2024 04:00:00 | 0 | 0 | 0 | 507.9 | 507.9
10/30/2024 05:00:00 | 10/30/2024 05:00:00 | 0 | 0 | 0 | 503.3 | 503.3
10/30/2024 06:00:00 | 10/30/2024 06:00:00 | 3 | 3 | 0 | 769.02 | 772.02
10/30/2024 07:00:00 | 10/30/2024 07:00:00 | 108.53 | 108.53 | 0 | 970.75 | 1079.28
10/30/2024 08:00:00 | 10/30/2024 08:00:00 | 283.42 | 283.42 | 0 | 863.75 | 1147.17
10/30/2024 09:00:00 | 10/30/2024 09:00:00 | 355.59 | 355.59 | 0 | 605.18 | 960.77
10/30/2024 10:00:00 | 10/30/2024 10:00:00 | 416.13 | 416.13 | 0 | 828.93 | 1245.06
10/30/2024 11:00:00 | 10/30/2024 11:00:00 | 462.08 | 462.08 | 0 | 334.85 | 796.93
10/30/2024 12:00:00 | 10/30/2024 12:00:00 | 464.97 | 464.97 | 0 | 627.71 | 1092.68
10/30/2024 13:00:00 | 10/30/2024 13:00:00 | 401.75 | 401.75 | 0 | 432.64 | 834.39
10/30/2024 14:00:00 | 10/30/2024 14:00:00 | 277.4 | 277.4 | 0 | 766.46 | 1043.86
10/30/2024 15:00:00 | 10/30/2024 15:00:00 | 126.77 | 126.77 | 0 | 665.6 | 792.37
10/30/2024 16:00:00 | 10/30/2024 16:00:00 | 25.62 | 25.62 | 0 | 648.2 | 673.82
10/30/2024 17:00:00 | 10/30/2024 17:00:00 | 0.07 | 0.07 | 0 | 705.53 | 705.6
10/30/2024 18:00:00 | 10/30/2024 18:00:00 | 0 | 0 | 0 | 789.51 | 789.51
10/30/2024 19:00:00 | 10/30/2024 19:00:00 | 0 | 0 | 0 | 704.51 | 704.51
10/30/2024 20:00:00 | 10/30/2024 20:00:00 | 0 | 0 | 0 | 692.73 | 692.73
10/30/2024 21:00:00 | 10/30/2024 21:00:00 | 0 | 0 | 0 | 793.6 | 793.6
10/30/2024 22:00:00 | 10/30/2024 22:00:00 | 0 | 0 | 0 | 519.68 | 519.68
10/30/2024 23:00:00 | 10/30/2024 23:00:00 | 0 | 0 | 0 | 501.25 | 501.25
10/31/2024 00:00:00 | 10/31/2024 00:00:00 | 0 | 0 | 0 | 505.35 | 505.35
10/31/2024 01:00:00 | 10/31/2024 01:00:00 | 0 | 0 | 0 | 525.82 | 525.82
10/31/2024 02:00:00 | 10/31/2024 02:00:00 | 0 | 0 | 0 | 520.7 | 520.7
10/31/2024 03:00:00 | 10/31/2024 03:00:00 | 0 | 0 | 0 | 507.91 | 507.91
10/31/2024 04:00:00 | 10/31/2024 04:00:00 | 0 | 0 | 0 | 495.1 | 495.1
10/31/2024 05:00:00 | 10/31/2024 05:00:00 | 0 | 0 | 0 | 492.55 | 492.55
10/31/2024 06:00:00 | 10/31/2024 06:00:00 | 2.83 | 2.83 | 0 | 798.2 | 801.03
10/31/2024 07:00:00 | 10/31/2024 07:00:00 | 101.9 | 101.9 | 0 | 1054.72 | 1156.62
10/31/2024 08:00:00 | 10/31/2024 08:00:00 | 231.98 | 231.98 | 0 | 804.87 | 1036.85
10/31/2024 09:00:00 | 10/31/2024 09:00:00 | 326.51 | 326.51 | 0 | 828.93 | 1155.44
10/31/2024 10:00:00 | 10/31/2024 10:00:00 | 408.06 | 408.06 | 0 | 579.58 | 987.64
10/31/2024 11:00:00 | 10/31/2024 11:00:00 | 457.72 | 457.72 | 0 | 478.21 | 935.93
10/31/2024 12:00:00 | 10/31/2024 12:00:00 | 460.9 | 460.9 | 0 | 570.88 | 1031.78
10/31/2024 13:00:00 | 10/31/2024 13:00:00 | 398.54 | 398.54 | 0 | 475.65 | 874.19
10/31/2024 14:00:00 | 10/31/2024 14:00:00 | 274.21 | 274.21 | 0 | 420.86 | 695.07
10/31/2024 15:00:00 | 10/31/2024 15:00:00 | 123.7 | 123.7 | 0 | 690.18 | 813.88
10/31/2024 16:00:00 | 10/31/2024 16:00:00 | 25.26 | 25.26 | 0 | 788.99 | 814.25
10/31/2024 17:00:00 | 10/31/2024 17:00:00 | 0.12 | 0.12 | 0 | 808.96 | 809.08
10/31/2024 18:00:00 | 10/31/2024 18:00:00 | 0 | 0 | 0 | 809.47 | 809.47
10/31/2024 19:00:00 | 10/31/2024 19:00:00 | 0 | 0 | 0 | 714.24 | 714.24
10/31/2024 20:00:00 | 10/31/2024 20:00:00 | 0 | 0 | 0 | 668.16 | 668.16
10/31/2024 21:00:00 | 10/31/2024 21:00:00 | 0 | 0 | 0 | 601.6 | 601.6
10/31/2024 22:00:00 | 10/31/2024 22:00:00 | 0 | 0 | 0 | 516.61 | 516.61
10/31/2024 23:00:00 | 10/31/2024 23:00:00 | 0 | 0 | 0 | 514.05 | 514.05
2024-01-11 | 45302 | 0 | 0 | 0 | 513.02 | 513.02
2024-01-11 01:00 | 45302.0417 | 0 | 0 | 0 | 513.54 | 513.54
2024-01-11 02:00 | 45302.0833 | 0 | 0 | 0 | 512.51 | 512.51
2024-01-11 03:00 | 45302.125 | 0 | 0 | 0 | 512.51 | 512.51
2024-01-11 04:00 | 45302.1667 | 0 | 0 | 0 | 495.1 | 495.1
2024-01-11 05:00 | 45302.2083 | 0 | 0 | 0 | 482.31 | 482.31
2024-01-11 06:00 | 45302.25 | 2.52 | 2.52 | 0 | 466.94 | 469.46
2024-01-11 07:00 | 45302.2917 | 112.29 | 112.29 | 0 | 361.47 | 473.76
2024-01-11 08:00 | 45302.3333 | 267.53 | 267.53 | 0 | 215.04 | 482.57
2024-01-11 09:00 | 45302.375 | 326.07 | 326.07 | 0 | 164.87 | 490.94
2024-01-11 10:00 | 45302.4167 | 399.48 | 399.48 | 0 | 101.89 | 501.37
2024-01-11 11:00 | 45302.4583 | 450.13 | 450.13 | 0 | 53.76 | 503.89
2024-01-11 12:00 | 45302.5 | 447.64 | 447.64 | 0 | 56.83 | 504.47
2024-01-11 13:00 | 45302.5417 | 388.99 | 388.99 | 0 | 104.45 | 493.44
2024-01-11 14:00 | 45302.5833 | 264.92 | 264.92 | 0 | 218.62 | 483.54
2024-01-11 15:00 | 45302.625 | 119.03 | 119.03 | 0 | 356.35 | 475.38
2024-01-11 16:00 | 45302.6667 | 23.33 | 23.33 | 0 | 449.54 | 472.87
2024-01-11 17:00 | 45302.7083 | 0.05 | 0.05 | 0 | 470.01 | 470.06
2024-01-11 18:00 | 45302.75 | 0 | 0 | 0 | 472.58 | 472.58
2024-01-11 19:00 | 45302.7917 | 0 | 0 | 0 | 471.55 | 471.55
2024-01-11 20:00 | 45302.8333 | 0 | 0 | 0 | 467.46 | 467.46
2024-01-11 21:00 | 45302.875 | 0 | 0 | 0 | 481.79 | 481.79
2024-01-11 22:00 | 45302.9167 | 0 | 0 | 0 | 474.62 | 474.62
2024-01-11 23:00 | 45302.9583 | 0 | 0 | 0 | 473.6 | 473.6
2024-02-11 | 45333 | 0 | 0 | 0 | 467.97 | 467.97
2024-02-11 01:00 | 45333.0417 | 0 | 0 | 0 | 462.34 | 462.34
2024-02-11 02:00 | 45333.0833 | 0 | 0 | 0 | 470.01 | 470.01
2024-02-11 03:00 | 45333.125 | 0 | 0 | 0 | 465.41 | 465.41
2024-02-11 04:00 | 45333.1667 | 0 | 0 | 0 | 466.43 | 466.43
2024-02-11 05:00 | 45333.2083 | 0 | 0 | 0 | 462.85 | 462.85
2024-02-11 06:00 | 45333.25 | 1.73 | 1.73 | 0 | 466.43 | 468.16
2024-02-11 07:00 | 45333.2917 | 90.08 | 90.08 | 0 | 385.03 | 475.11
2024-02-11 08:00 | 45333.3333 | 229.32 | 229.32 | 0 | 252.93 | 482.25
2024-02-11 09:00 | 45333.375 | 324.04 | 324.04 | 0 | 166.4 | 490.44
2024-02-11 10:00 | 45333.4167 | 401.99 | 401.99 | 0 | 82.43 | 484.42
2024-02-11 11:00 | 45333.4583 | 452.42 | 452.42 | 0 | 50.69 | 503.11
2024-02-11 12:00 | 45333.5 | 456.55 | 456.55 | 0 | 47.61 | 504.16
2024-02-11 13:00 | 45333.5417 | 391.08 | 391.08 | 0 | 112.13 | 503.21
2024-02-11 14:00 | 45333.5833 | 266.39 | 266.39 | 0 | 227.33 | 493.72
2024-02-11 15:00 | 45333.625 | 114.46 | 114.46 | 0 | 351.74 | 466.2
2024-02-11 16:00 | 45333.6667 | 20.79 | 20.79 | 0 | 446.98 | 467.77
2024-02-11 17:00 | 45333.7083 | 0.03 | 0.03 | 0 | 478.21 | 478.24
2024-02-11 18:00 | 45333.75 | 0 | 0 | 0 | 482.3 | 482.3
2024-02-11 19:00 | 45333.7917 | 0 | 0 | 0 | 479.23 | 479.23
2024-02-11 20:00 | 45333.8333 | 0 | 0 | 0 | 464.9 | 464.9
2024-02-11 21:00 | 45333.875 | 0 | 0 | 0 | 474.62 | 474.62
2024-02-11 22:00 | 45333.9167 | 0 | 0 | 0 | 474.11 | 474.11
2024-02-11 23:00 | 45333.9583 | 0 | 0 | 0 | 476.16 | 476.16
2024-03-11 | 45362 | 0 | 0 | 0 | 465.92 | 465.92
2024-03-11 01:00 | 45362.0417 | 0 | 0 | 0 | 459.78 | 459.78
2024-03-11 02:00 | 45362.0833 | 0 | 0 | 0 | 464.9 | 464.9
2024-03-11 03:00 | 45362.125 | 0 | 0 | 0 | 468.99 | 468.99
2024-03-11 04:00 | 45362.1667 | 0 | 0 | 0 | 469.5 | 469.5
2024-03-11 05:00 | 45362.2083 | 0 | 0 | 0 | 462.85 | 462.85
2024-03-11 06:00 | 45362.25 | 1.71 | 1.71 | 0 | 462.85 | 464.56
2024-03-11 07:00 | 45362.2917 | 97.93 | 97.93 | 0 | 373.76 | 471.69
2024-03-11 08:00 | 45362.3333 | 230.45 | 230.45 | 0 | 249.34 | 479.79
2024-03-11 09:00 | 45362.375 | 325.2 | 325.2 | 0 | 163.33 | 488.53
2024-03-11 10:00 | 45362.4167 | 388.01 | 388.01 | 0 | 93.18 | 481.19
2024-03-11 11:00 | 45362.4583 | 465.72 | 465.72 | 0 | 27.14 | 492.86
2024-03-11 12:00 | 45362.5 | 440.91 | 440.91 | 0 | 55.81 | 496.72
2024-03-11 13:00 | 45362.5417 | 416.45 | 416.45 | 0 | 76.29 | 492.74
2024-03-11 14:00 | 45362.5833 | 267.63 | 267.63 | 0 | 215.04 | 482.67
2024-03-11 15:00 | 45362.625 | 135.06 | 135.06 | 0 | 327.68 | 462.74
2024-03-11 16:00 | 45362.6667 | 29.34 | 29.34 | 0 | 434.17 | 463.51
2024-03-11 17:00 | 45362.7083 | 0.08 | 0.08 | 0 | 468.99 | 469.07
2024-03-11 18:00 | 45362.75 | 0 | 0 | 0 | 470.53 | 470.53
2024-03-11 19:00 | 45362.7917 | 0 | 0 | 0 | 466.95 | 466.95
2024-03-11 20:00 | 45362.8333 | 0 | 0 | 0 | 458.75 | 458.75
2024-03-11 21:00 | 45362.875 | 0 | 0 | 0 | 462.33 | 462.33
2024-03-11 22:00 | 45362.9167 | 0 | 0 | 0 | 465.92 | 465.92
2024-03-11 23:00 | 45362.9583 | 0 | 0 | 0 | 466.95 | 466.95
2024-04-11 | 45393 | 0 | 0 | 0 | 460.29 | 460.29
2024-04-11 01:00 | 45393.0417 | 0 | 0 | 0 | 455.68 | 455.68
2024-04-11 02:00 | 45393.0833 | 0 | 0 | 0 | 461.82 | 461.82
2024-04-11 03:00 | 45393.125 | 0 | 0 | 0 | 464.38 | 464.38
2024-04-11 04:00 | 45393.1667 | 0 | 0 | 0 | 465.41 | 465.41
2024-04-11 05:00 | 45393.2083 | 0 | 0 | 0 | 459.78 | 459.78
2024-04-11 06:00 | 45393.25 | 1.05 | 1.05 | 0 | 520.19 | 521.24
2024-04-11 07:00 | 45393.2917 | 91.54 | 91.54 | 0 | 923.65 | 1015.19
2024-04-11 08:00 | 45393.3333 | 233.87 | 233.87 | 0 | 774.14 | 1008.01
2024-04-11 09:00 | 45393.375 | 323.79 | 323.79 | 0 | 650.75 | 974.54
2024-04-11 10:00 | 45393.4167 | 404.4 | 404.4 | 0 | 454.66 | 859.06
2024-04-11 11:00 | 45393.4583 | 453.7 | 453.7 | 0 | 266.24 | 719.94
2024-04-11 12:00 | 45393.5 | 456.57 | 456.57 | 0 | 592.9 | 1049.47
2024-04-11 13:00 | 45393.5417 | 391.78 | 391.78 | 0 | 346.62 | 738.4
2024-04-11 14:00 | 45393.5833 | 262.05 | 262.05 | 0 | 656.9 | 918.95
2024-04-11 15:00 | 45393.625 | 110.75 | 110.75 | 0 | 713.21 | 823.96
2024-04-11 16:00 | 45393.6667 | 18.78 | 18.78 | 0 | 661.51 | 680.29
2024-04-11 17:00 | 45393.7083 | 0.01 | 0.01 | 0 | 748.54 | 748.55
2024-04-11 18:00 | 45393.75 | 0 | 0 | 0 | 681.47 | 681.47
2024-04-11 19:00 | 45393.7917 | 0 | 0 | 0 | 822.79 | 822.79
2024-04-11 20:00 | 45393.8333 | 0 | 0 | 0 | 830.46 | 830.46
2024-04-11 21:00 | 45393.875 | 0 | 0 | 0 | 664.06 | 664.06
2024-04-11 22:00 | 45393.9167 | 0 | 0 | 0 | 486.4 | 486.4
2024-04-11 23:00 | 45393.9583 | 0 | 0 | 0 | 487.94 | 487.94
2024-05-11 | 45423 | 0 | 0 | 0 | 489.98 | 489.98
2024-05-11 01:00 | 45423.0417 | 0 | 0 | 0 | 491.01 | 491.01
2024-05-11 02:00 | 45423.0833 | 0 | 0 | 0 | 484.87 | 484.87
2024-05-11 03:00 | 45423.125 | 0 | 0 | 0 | 487.93 | 487.93
2024-05-11 04:00 | 45423.1667 | 0 | 0 | 0 | 493.06 | 493.06
2024-05-11 05:00 | 45423.2083 | 0 | 0 | 0 | 493.57 | 493.57
2024-05-11 06:00 | 45423.25 | 1.28 | 1.28 | 0 | 774.14 | 775.42
2024-05-11 07:00 | 45423.2917 | 87.37 | 87.37 | 0 | 1062.4 | 1149.77
2024-05-11 08:00 | 45423.3333 | 245.44 | 245.44 | 0 | 969.73 | 1215.17
2024-05-11 09:00 | 45423.375 | 337.35 | 337.35 | 0 | 767.49 | 1104.84
2024-05-11 10:00 | 45423.4167 | 418.46 | 418.46 | 0 | 668.16 | 1086.62
2024-05-11 11:00 | 45423.4583 | 466.65 | 466.65 | 0 | 307.71 | 774.36
2024-05-11 12:00 | 45423.5 | 457.01 | 457.01 | 0 | 699.9 | 1156.91
2024-05-11 13:00 | 45423.5417 | 388.78 | 388.78 | 0 | 604.16 | 992.94
2024-05-11 14:00 | 45423.5833 | 235.12 | 235.12 | 0 | 922.63 | 1157.75
2024-05-11 15:00 | 45423.625 | 97.98 | 97.98 | 0 | 749.56 | 847.54
2024-05-11 16:00 | 45423.6667 | 23.48 | 23.48 | 0 | 773.12 | 796.6
2024-05-11 17:00 | 45423.7083 | 0 | 0 | 0 | 878.6 | 878.6
2024-05-11 18:00 | 45423.75 | 0 | 0 | 0 | 793.08 | 793.08
2024-05-11 19:00 | 45423.7917 | 0 | 0 | 0 | 843.78 | 843.78
2024-05-11 20:00 | 45423.8333 | 0 | 0 | 0 | 838.66 | 838.66
2024-05-11 21:00 | 45423.875 | 0 | 0 | 0 | 690.68 | 690.68
2024-05-11 22:00 | 45423.9167 | 0 | 0 | 0 | 558.6 | 558.6
2024-05-11 23:00 | 45423.9583 | 0 | 0 | 0 | 559.61 | 559.61
2024-06-11 | 45454 | 0 | 0 | 0 | 558.59 | 558.59
2024-06-11 01:00 | 45454.0417 | 0 | 0 | 0 | 562.18 | 562.18
2024-06-11 02:00 | 45454.0833 | 0 | 0 | 0 | 562.69 | 562.69
2024-06-11 03:00 | 45454.125 | 0 | 0 | 0 | 549.37 | 549.37
2024-06-11 04:00 | 45454.1667 | 0 | 0 | 0 | 546.82 | 546.82
2024-06-11 05:00 | 45454.2083 | 0 | 0 | 0 | 546.82 | 546.82
2024-06-11 06:00 | 45454.25 | 0.47 | 0.47 | 0 | 549.37 | 549.84
2024-06-11 07:00 | 45454.2917 | 66.31 | 66.31 | 0 | 813.06 | 879.37
2024-06-11 08:00 | 45454.3333 | 212.65 | 212.65 | 0 | 680.45 | 893.1
2024-06-11 09:00 | 45454.375 | 295.7 | 295.7 | 0 | 552.44 | 848.14
2024-06-11 10:00 | 45454.4167 | 317.37 | 317.37 | 0 | 607.75 | 925.12
2024-06-11 11:00 | 45454.4583 | 450.69 | 450.69 | 0 | 266.24 | 716.93
2024-06-11 12:00 | 45454.5 | 404.73 | 404.73 | 0 | 409.6 | 814.33
2024-06-11 13:00 | 45454.5417 | 374.01 | 374.01 | 0 | 610.81 | 984.82
2024-06-11 14:00 | 45454.5833 | 213.61 | 213.61 | 0 | 923.65 | 1137.26
2024-06-11 15:00 | 45454.625 | 99.74 | 99.74 | 0 | 845.83 | 945.57
2024-06-11 16:00 | 45454.6667 | 18.47 | 18.47 | 0 | 885.24 | 903.71
2024-06-11 17:00 | 45454.7083 | 0 | 0 | 0 | 838.15 | 838.15
2024-06-11 18:00 | 45454.75 | 0 | 0 | 0 | 898.05 | 898.05
2024-06-11 19:00 | 45454.7917 | 0 | 0 | 0 | 612.86 | 612.86
2024-06-11 20:00 | 45454.8333 | 0 | 0 | 0 | 714.24 | 714.24
2024-06-11 21:00 | 45454.875 | 0 | 0 | 0 | 703.49 | 703.49
2024-06-11 22:00 | 45454.9167 | 0 | 0 | 0 | 535.55 | 535.55
2024-06-11 23:00 | 45454.9583 | 0 | 0 | 0 | 522.75 | 522.75
2024-07-11 | 45484 | 0 | 0 | 0 | 512.51 | 512.51
2024-07-11 01:00 | 45484.0417 | 0 | 0 | 0 | 512.52 | 512.52
2024-07-11 02:00 | 45484.0833 | 0 | 0 | 0 | 511.48 | 511.48
2024-07-11 03:00 | 45484.125 | 0 | 0 | 0 | 511.49 | 511.49
2024-07-11 04:00 | 45484.1667 | 0 | 0 | 0 | 509.95 | 509.95
2024-07-11 05:00 | 45484.2083 | 0 | 0 | 0 | 510.47 | 510.47
2024-07-11 06:00 | 45484.25 | 0.65 | 0.65 | 0 | 712.7 | 713.35
2024-07-11 07:00 | 45484.2917 | 76.56 | 76.56 | 0 | 995.84 | 1072.4
2024-07-11 08:00 | 45484.3333 | 201.35 | 201.35 | 0 | 1134.08 | 1335.43
2024-07-11 09:00 | 45484.375 | 284.4 | 284.4 | 0 | 897.54 | 1181.94
2024-07-11 10:00 | 45484.4167 | 398.9 | 398.9 | 0 | 743.42 | 1142.32
2024-07-11 11:00 | 45484.4583 | 424.09 | 424.09 | 0 | 540.67 | 964.76
2024-07-11 12:00 | 45484.5 | 425.45 | 425.45 | 0 | 779.78 | 1205.23
2024-07-11 13:00 | 45484.5417 | 360.69 | 360.69 | 0 | 569.86 | 930.55
2024-07-11 14:00 | 45484.5833 | 231.93 | 231.93 | 0 | 960.51 | 1192.44
2024-07-11 15:00 | 45484.625 | 98.62 | 98.62 | 0 | 849.92 | 948.54
2024-07-11 16:00 | 45484.6667 | 16.15 | 16.15 | 0 | 896.51 | 912.66
2024-07-11 17:00 | 45484.7083 | 0 | 0 | 0 | 877.57 | 877.57
2024-07-11 18:00 | 45484.75 | 0 | 0 | 0 | 790.01 | 790.01
2024-07-11 19:00 | 45484.7917 | 0 | 0 | 0 | 713.73 | 713.73
2024-07-11 20:00 | 45484.8333 | 0 | 0 | 0 | 841.22 | 841.22
2024-07-11 21:00 | 45484.875 | 0 | 0 | 0 | 629.25 | 629.25
2024-07-11 22:00 | 45484.9167 | 0 | 0 | 0 | 558.08 | 558.08
2024-07-11 23:00 | 45484.9583 | 0 | 0 | 0 | 555.52 | 555.52
2024-08-11 | 45515 | 0 | 0 | 0 | 555.52 | 555.52
2024-08-11 01:00 | 45515.0417 | 0 | 0 | 0 | 550.91 | 550.91
2024-08-11 02:00 | 45515.0833 | 0 | 0 | 0 | 542.21 | 542.21
2024-08-11 03:00 | 45515.125 | 0 | 0 | 0 | 529.92 | 529.92
2024-08-11 04:00 | 45515.1667 | 0 | 0 | 0 | 515.07 | 515.07
2024-08-11 05:00 | 45515.2083 | 0 | 0 | 0 | 515.07 | 515.07
2024-08-11 06:00 | 45515.25 | 0.29 | 0.29 | 0 | 756.74 | 757.03
2024-08-11 07:00 | 45515.2917 | 64.02 | 64.02 | 0 | 1092.6 | 1156.62
2024-08-11 08:00 | 45515.3333 | 197.59 | 197.59 | 0 | 1059.33 | 1256.92
2024-08-11 09:00 | 45515.375 | 288.23 | 288.23 | 0 | 935.94 | 1224.17
2024-08-11 10:00 | 45515.4167 | 356.37 | 356.37 | 0 | 947.71 | 1304.08
2024-08-11 11:00 | 45515.4583 | 391.8 | 391.8 | 0 | 788.99 | 1180.79
2024-08-11 12:00 | 45515.5 | 385.49 | 385.49 | 0 | 903.68 | 1289.17
2024-08-11 13:00 | 45515.5417 | 305.22 | 305.22 | 0 | 717.31 | 1022.53
2024-08-11 14:00 | 45515.5833 | 213 | 213 | 0 | 930.31 | 1143.31
2024-08-11 15:00 | 45515.625 | 74.72 | 74.72 | 0 | 868.35 | 943.07
2024-08-11 16:00 | 45515.6667 | 10.08 | 10.08 | 0 | 878.59 | 888.67
2024-08-11 17:00 | 45515.7083 | 0 | 0 | 0 | 903.17 | 903.17
2024-08-11 18:00 | 45515.75 | 0 | 0 | 0 | 809.47 | 809.47
2024-08-11 19:00 | 45515.7917 | 0 | 0 | 0 | 841.73 | 841.73
2024-08-11 20:00 | 45515.8333 | 0 | 0 | 0 | 905.73 | 905.73
2024-08-11 21:00 | 45515.875 | 0 | 0 | 0 | 820.22 | 820.22
2024-08-11 22:00 | 45515.9167 | 0 | 0 | 0 | 604.16 | 604.16
2024-08-11 23:00 | 45515.9583 | 0 | 0 | 0 | 606.21 | 606.21
2024-09-11 | 45546 | 0 | 0 | 0 | 594.43 | 594.43
2024-09-11 01:00 | 45546.0417 | 0 | 0 | 0 | 602.11 | 602.11
2024-09-11 02:00 | 45546.0833 | 0 | 0 | 0 | 598.53 | 598.53
2024-09-11 03:00 | 45546.125 | 0 | 0 | 0 | 589.83 | 589.83
2024-09-11 04:00 | 45546.1667 | 0 | 0 | 0 | 592.89 | 592.89
2024-09-11 05:00 | 45546.2083 | 0 | 0 | 0 | 569.86 | 569.86
2024-09-11 06:00 | 45546.25 | 0.48 | 0.48 | 0 | 863.23 | 863.71
2024-09-11 07:00 | 45546.2917 | 33.78 | 33.78 | 0 | 928.77 | 962.55
2024-09-11 08:00 | 45546.3333 | 211.17 | 211.17 | 0 | 717.31 | 928.48
2024-09-11 09:00 | 45546.375 | 277.51 | 277.51 | 0 | 592.9 | 870.41
2024-09-11 10:00 | 45546.4167 | 351.69 | 351.69 | 0 | 466.94 | 818.63
2024-09-11 11:00 | 45546.4583 | 372.42 | 372.42 | 0 | 570.88 | 943.3
2024-09-11 12:00 | 45546.5 | 339.99 | 339.99 | 0 | 406.53 | 746.52
2024-09-11 13:00 | 45546.5417 | 277.07 | 277.07 | 0 | 253.95 | 531.02
2024-09-11 14:00 | 45546.5833 | 183.74 | 183.74 | 0 | 360.96 | 544.7
2024-09-11 15:00 | 45546.625 | 87.87 | 87.87 | 0 | 470.02 | 557.89
2024-09-11 16:00 | 45546.6667 | 14.92 | 14.92 | 0 | 559.1 | 574.02
2024-09-11 17:00 | 45546.7083 | 0 | 0 | 0 | 590.85 | 590.85
2024-09-11 18:00 | 45546.75 | 0 | 0 | 0 | 549.89 | 549.89
2024-09-11 19:00 | 45546.7917 | 0 | 0 | 0 | 548.86 | 548.86
2024-09-11 20:00 | 45546.8333 | 0 | 0 | 0 | 546.3 | 546.3
2024-09-11 21:00 | 45546.875 | 0 | 0 | 0 | 533.51 | 533.51
2024-09-11 22:00 | 45546.9167 | 0 | 0 | 0 | 533.5 | 533.5
2024-09-11 23:00 | 45546.9583 | 0 | 0 | 0 | 526.34 | 526.34
2024-10-11 | 45576 | 0 | 0 | 0 | 534.53 | 534.53
2024-10-11 01:00 | 45576.0417 | 0 | 0 | 0 | 521.72 | 521.72
2024-10-11 02:00 | 45576.0833 | 0 | 0 | 0 | 531.46 | 531.46
2024-10-11 03:00 | 45576.125 | 0 | 0 | 0 | 521.73 | 521.73
2024-10-11 04:00 | 45576.1667 | 0 | 0 | 0 | 528.89 | 528.89
2024-10-11 05:00 | 45576.2083 | 0 | 0 | 0 | 521.22 | 521.22
2024-10-11 06:00 | 45576.25 | 0.38 | 0.38 | 0 | 522.24 | 522.62
2024-10-11 07:00 | 45576.2917 | 70.88 | 70.88 | 0 | 457.22 | 528.1
2024-10-11 08:00 | 45576.3333 | 211.61 | 211.61 | 0 | 326.14 | 537.75
2024-10-11 09:00 | 45576.375 | 299.31 | 299.31 | 0 | 240.64 | 539.95
2024-10-11 10:00 | 45576.4167 | 370.54 | 370.54 | 0 | 172.03 | 542.57
2024-10-11 11:00 | 45576.4583 | 419.64 | 419.64 | 0 | 126.98 | 546.62
2024-10-11 12:00 | 45576.5 | 421.07 | 421.07 | 0 | 123.9 | 544.97
2024-10-11 13:00 | 45576.5417 | 357.11 | 357.11 | 0 | 184.32 | 541.43
2024-10-11 14:00 | 45576.5833 | 231.03 | 231.03 | 0 | 300.55 | 531.58
2024-10-11 15:00 | 45576.625 | 89.8 | 89.8 | 0 | 431.61 | 521.41
2024-10-11 16:00 | 45576.6667 | 12.09 | 12.09 | 0 | 504.32 | 516.41
2024-10-11 17:00 | 45576.7083 | 0 | 0 | 0 | 527.87 | 527.87
2024-10-11 18:00 | 45576.75 | 0 | 0 | 0 | 530.95 | 530.95
2024-10-11 19:00 | 45576.7917 | 0 | 0 | 0 | 536.06 | 536.06
2024-10-11 20:00 | 45576.8333 | 0 | 0 | 0 | 532.99 | 532.99
2024-10-11 21:00 | 45576.875 | 0 | 0 | 0 | 535.56 | 535.56
2024-10-11 22:00 | 45576.9167 | 0 | 0 | 0 | 535.55 | 535.55
2024-10-11 23:00 | 45576.9583 | 0 | 0 | 0 | 541.69 | 541.69
2024-11-11 | 45607 | 0 | 0 | 0 | 540.68 | 540.68
2024-11-11 01:00 | 45607.0417 | 0 | 0 | 0 | 543.23 | 543.23
2024-11-11 02:00 | 45607.0833 | 0 | 0 | 0 | 543.74 | 543.74
2024-11-11 03:00 | 45607.125 | 0 | 0 | 0 | 542.72 | 542.72
2024-11-11 04:00 | 45607.1667 | 0 | 0 | 0 | 543.23 | 543.23
2024-11-11 05:00 | 45607.2083 | 0 | 0 | 0 | 553.48 | 553.48
2024-11-11 06:00 | 45607.25 | 0.29 | 0.29 | 0 | 779.26 | 779.55
2024-11-11 07:00 | 45607.2917 | 59.76 | 59.76 | 0 | 1160.7 | 1220.46
2024-11-11 08:00 | 45607.3333 | 202.44 | 202.44 | 0 | 754.18 | 956.62
2024-11-11 09:00 | 45607.375 | 293.73 | 293.73 | 0 | 685.57 | 979.3
2024-11-11 10:00 | 45607.4167 | 365.16 | 365.16 | 0 | 582.14 | 947.3
2024-11-11 11:00 | 45607.4583 | 409.26 | 409.26 | 0 | 440.32 | 849.58
2024-11-11 12:00 | 45607.5 | 406.13 | 406.13 | 0 | 513.54 | 919.67
2024-11-11 13:00 | 45607.5417 | 343.52 | 343.52 | 0 | 325.63 | 669.15
2024-11-11 14:00 | 45607.5833 | 222.6 | 222.6 | 0 | 378.37 | 600.97
2024-11-11 15:00 | 45607.625 | 86.92 | 86.92 | 0 | 717.31 | 804.23
2024-11-11 16:00 | 45607.6667 | 12.04 | 12.04 | 0 | 664.06 | 676.1
2024-11-11 17:00 | 45607.7083 | 0 | 0 | 0 | 646.15 | 646.15
2024-11-11 18:00 | 45607.75 | 0 | 0 | 0 | 587.26 | 587.26
2024-11-11 19:00 | 45607.7917 | 0 | 0 | 0 | 651.27 | 651.27
2024-11-11 20:00 | 45607.8333 | 0 | 0 | 0 | 586.24 | 586.24
2024-11-11 21:00 | 45607.875 | 0 | 0 | 0 | 498.68 | 498.68
2024-11-11 22:00 | 45607.9167 | 0 | 0 | 0 | 499.72 | 499.72
2024-11-11 23:00 | 45607.9583 | 0 | 0 | 0 | 499.2 | 499.2
2024-12-11 | 45637 | 0 | 0 | 0 | 495.61 | 495.61
2024-12-11 01:00 | 45637.0417 | 0 | 0 | 0 | 495.62 | 495.62
2024-12-11 02:00 | 45637.0833 | 0 | 0 | 0 | 495.61 | 495.61
2024-12-11 03:00 | 45637.125 | 0 | 0 | 0 | 494.08 | 494.08
2024-12-11 04:00 | 45637.1667 | 0 | 0 | 0 | 492.55 | 492.55
2024-12-11 05:00 | 45637.2083 | 0 | 0 | 0 | 506.88 | 506.88
2024-12-11 06:00 | 45637.25 | 0.14 | 0.14 | 0 | 855.04 | 855.18
2024-12-11 07:00 | 45637.2917 | 56.64 | 56.64 | 0 | 1084.41 | 1141.05
2024-12-11 08:00 | 45637.3333 | 188.46 | 188.46 | 0 | 1007.11 | 1195.57
2024-12-11 09:00 | 45637.375 | 276.32 | 276.32 | 0 | 864.25 | 1140.57
2024-12-11 10:00 | 45637.4167 | 366.95 | 366.95 | 0 | 723.46 | 1090.41
2024-12-11 11:00 | 45637.4583 | 384.44 | 384.44 | 0 | 511.49 | 895.93
2024-12-11 12:00 | 45637.5 | 409.16 | 409.16 | 0 | 669.69 | 1078.85
2024-12-11 13:00 | 45637.5417 | 346.78 | 346.78 | 0 | 386.56 | 733.34
2024-12-11 14:00 | 45637.5833 | 222.61 | 222.61 | 0 | 757.76 | 980.37
2024-12-11 15:00 | 45637.625 | 88.9 | 88.9 | 0 | 675.84 | 764.74
2024-12-11 16:00 | 45637.6667 | 12.41 | 12.41 | 0 | 775.17 | 787.58
2024-12-11 17:00 | 45637.7083 | 0 | 0 | 0 | 652.8 | 652.8
2024-12-11 18:00 | 45637.75 | 0 | 0 | 0 | 803.84 | 803.84
2024-12-11 19:00 | 45637.7917 | 0 | 0 | 0 | 845.83 | 845.83
2024-12-11 20:00 | 45637.8333 | 0 | 0 | 0 | 795.64 | 795.64
2024-12-11 21:00 | 45637.875 | 0 | 0 | 0 | 701.96 | 701.96
2024-12-11 22:00 | 45637.9167 | 0 | 0 | 0 | 525.31 | 525.31
2024-12-11 23:00 | 45637.9583 | 0 | 0 | 0 | 523.26 | 523.26
11/13/2024 00:00:00 | 11/13/2024 00:00:00 | 0 | 0 | 0 | 517.12 | 517.12
11/13/2024 01:00:00 | 11/13/2024 01:00:00 | 0 | 0 | 0 | 507.39 | 507.39
11/13/2024 02:00:00 | 11/13/2024 02:00:00 | 0 | 0 | 0 | 503.81 | 503.81
11/13/2024 03:00:00 | 11/13/2024 03:00:00 | 0 | 0 | 0 | 502.27 | 502.27
11/13/2024 04:00:00 | 11/13/2024 04:00:00 | 0 | 0 | 0 | 500.74 | 500.74
11/13/2024 05:00:00 | 11/13/2024 05:00:00 | 0 | 0 | 0 | 500.22 | 500.22
11/13/2024 06:00:00 | 11/13/2024 06:00:00 | 0.15 | 0.15 | 0 | 520.71 | 520.86
11/13/2024 07:00:00 | 11/13/2024 07:00:00 | 55.37 | 55.37 | 0 | 808.96 | 864.33
11/13/2024 08:00:00 | 11/13/2024 08:00:00 | 198.17 | 198.17 | 0 | 592.89 | 791.06
11/13/2024 09:00:00 | 11/13/2024 09:00:00 | 292.88 | 292.88 | 0 | 459.27 | 752.15
11/13/2024 10:00:00 | 11/13/2024 10:00:00 | 364.49 | 364.49 | 0 | 424.45 | 788.94
11/13/2024 11:00:00 | 11/13/2024 11:00:00 | 405.73 | 405.73 | 0 | 385.53 | 791.26
11/13/2024 12:00:00 | 11/13/2024 12:00:00 | 404.9 | 404.9 | 0 | 515.59 | 920.49
11/13/2024 13:00:00 | 11/13/2024 13:00:00 | 342.12 | 342.12 | 0 | 522.75 | 864.87
11/13/2024 14:00:00 | 11/13/2024 14:00:00 | 238.16 | 238.16 | 0 | 918.53 | 1156.69
11/13/2024 15:00:00 | 11/13/2024 15:00:00 | 117.07 | 117.07 | 0 | 789.5 | 906.57
11/13/2024 16:00:00 | 11/13/2024 16:00:00 | 8.21 | 8.21 | 0 | 745.47 | 753.68
11/13/2024 17:00:00 | 11/13/2024 17:00:00 | 0 | 0 | 0 | 549.89 | 549.89
11/13/2024 18:00:00 | 11/13/2024 18:00:00 | 0 | 0 | 0 | 556.54 | 556.54
11/13/2024 19:00:00 | 11/13/2024 19:00:00 | 0 | 0 | 0 | 779.27 | 779.27
11/13/2024 20:00:00 | 11/13/2024 20:00:00 | 0 | 0 | 0 | 836.09 | 836.09
11/13/2024 21:00:00 | 11/13/2024 21:00:00 | 0 | 0 | 0 | 815.11 | 815.11
11/13/2024 22:00:00 | 11/13/2024 22:00:00 | 0 | 0 | 0 | 515.07 | 515.07
11/13/2024 23:00:00 | 11/13/2024 23:00:00 | 0 | 0 | 0 | 520.19 | 520.19
11/14/2024 00:00:00 | 11/14/2024 00:00:00 | 0 | 0 | 0 | 504.32 | 504.32
11/14/2024 01:00:00 | 11/14/2024 01:00:00 | 0 | 0 | 0 | 498.18 | 498.18
11/14/2024 02:00:00 | 11/14/2024 02:00:00 | 0 | 0 | 0 | 497.66 | 497.66
11/14/2024 03:00:00 | 11/14/2024 03:00:00 | 0 | 0 | 0 | 495.62 | 495.62
11/14/2024 04:00:00 | 11/14/2024 04:00:00 | 0 | 0 | 0 | 505.34 | 505.34
11/14/2024 05:00:00 | 11/14/2024 05:00:00 | 0 | 0 | 0 | 503.81 | 503.81
11/14/2024 06:00:00 | 11/14/2024 06:00:00 | 0.02 | 0.02 | 0 | 589.31 | 589.33
11/14/2024 07:00:00 | 11/14/2024 07:00:00 | 12.54 | 12.54 | 0 | 1222.15 | 1234.69
11/14/2024 08:00:00 | 11/14/2024 08:00:00 | 125.43 | 125.43 | 0 | 1095.68 | 1221.11
11/14/2024 09:00:00 | 11/14/2024 09:00:00 | 282.82 | 282.82 | 0 | 653.82 | 936.64
11/14/2024 10:00:00 | 11/14/2024 10:00:00 | 356.56 | 356.56 | 0 | 923.65 | 1280.21
11/14/2024 11:00:00 | 11/14/2024 11:00:00 | 401.89 | 401.89 | 0 | 643.07 | 1044.96
11/14/2024 12:00:00 | 11/14/2024 12:00:00 | 401.68 | 401.68 | 0 | 736.26 | 1137.94
11/14/2024 13:00:00 | 11/14/2024 13:00:00 | 272.1 | 272.1 | 0 | 802.3 | 1074.4
11/14/2024 14:00:00 | 11/14/2024 14:00:00 | 178.37 | 178.37 | 0 | 798.21 | 976.58
11/14/2024 15:00:00 | 11/14/2024 15:00:00 | 79.33 | 79.33 | 0 | 821.25 | 900.58
11/14/2024 16:00:00 | 11/14/2024 16:00:00 | 10.53 | 10.53 | 0 | 909.31 | 919.84
11/14/2024 17:00:00 | 11/14/2024 17:00:00 | 0 | 0 | 0 | 944.13 | 944.13
11/14/2024 18:00:00 | 11/14/2024 18:00:00 | 0 | 0 | 0 | 870.4 | 870.4
11/14/2024 19:00:00 | 11/14/2024 19:00:00 | 0 | 0 | 0 | 901.12 | 901.12
11/14/2024 20:00:00 | 11/14/2024 20:00:00 | 0 | 0 | 0 | 889.34 | 889.34
11/14/2024 21:00:00 | 11/14/2024 21:00:00 | 0 | 0 | 0 | 849.41 | 849.41
11/14/2024 22:00:00 | 11/14/2024 22:00:00 | 0 | 0 | 0 | 541.18 | 541.18
11/14/2024 23:00:00 | 11/14/2024 23:00:00 | 0 | 0 | 0 | 542.21 | 542.21
11/15/2024 00:00:00 | 11/15/2024 00:00:00 | 0 | 0 | 0 | 540.67 | 540.67
11/15/2024 01:00:00 | 11/15/2024 01:00:00 | 0 | 0 | 0 | 543.75 | 543.75
11/15/2024 02:00:00 | 11/15/2024 02:00:00 | 0 | 0 | 0 | 540.16 | 540.16
11/15/2024 03:00:00 | 11/15/2024 03:00:00 | 0 | 0 | 0 | 539.64 | 539.64
11/15/2024 04:00:00 | 11/15/2024 04:00:00 | 0 | 0 | 0 | 537.6 | 537.6
11/15/2024 05:00:00 | 11/15/2024 05:00:00 | 0 | 0 | 0 | 538.63 | 538.63
11/15/2024 06:00:00 | 11/15/2024 06:00:00 | 0.07 | 0.07 | 0 | 887.81 | 887.88
11/15/2024 07:00:00 | 11/15/2024 07:00:00 | 55.18 | 55.18 | 0 | 1271.29 | 1326.47
11/15/2024 08:00:00 | 11/15/2024 08:00:00 | 189.9 | 189.9 | 0 | 1009.15 | 1199.05
11/15/2024 09:00:00 | 11/15/2024 09:00:00 | 279.64 | 279.64 | 0 | 802.31 | 1081.95
11/15/2024 10:00:00 | 11/15/2024 10:00:00 | 350.13 | 350.13 | 0 | 965.12 | 1315.25
11/15/2024 11:00:00 | 11/15/2024 11:00:00 | 392.01 | 392.01 | 0 | 755.71 | 1147.72
11/15/2024 12:00:00 | 11/15/2024 12:00:00 | 391.14 | 391.14 | 0 | 649.73 | 1040.87
11/15/2024 13:00:00 | 11/15/2024 13:00:00 | 327.69 | 327.69 | 0 | 748.54 | 1076.23
11/15/2024 14:00:00 | 11/15/2024 14:00:00 | 204.63 | 204.63 | 0 | 849.41 | 1054.04
11/15/2024 15:00:00 | 11/15/2024 15:00:00 | 74.72 | 74.72 | 0 | 699.9 | 774.62
11/15/2024 16:00:00 | 11/15/2024 16:00:00 | 9 | 9 | 0 | 747.52 | 756.52
11/15/2024 17:00:00 | 11/15/2024 17:00:00 | 0 | 0 | 0 | 738.82 | 738.82
11/15/2024 18:00:00 | 11/15/2024 18:00:00 | 0 | 0 | 0 | 613.89 | 613.89
11/15/2024 19:00:00 | 11/15/2024 19:00:00 | 0 | 0 | 0 | 572.41 | 572.41
11/15/2024 20:00:00 | 11/15/2024 20:00:00 | 0 | 0 | 0 | 600.07 | 600.07
11/15/2024 21:00:00 | 11/15/2024 21:00:00 | 0 | 0 | 0 | 777.73 | 777.73
11/15/2024 22:00:00 | 11/15/2024 22:00:00 | 0 | 0 | 0 | 558.59 | 558.59
11/15/2024 23:00:00 | 11/15/2024 23:00:00 | 0 | 0 | 0 | 539.13 | 539.13
11/16/2024 00:00:00 | 11/16/2024 00:00:00 | 0 | 0 | 0 | 525.83 | 525.83
11/16/2024 01:00:00 | 11/16/2024 01:00:00 | 0 | 0 | 0 | 521.21 | 521.21
11/16/2024 02:00:00 | 11/16/2024 02:00:00 | 0 | 0 | 0 | 519.17 | 519.17
11/16/2024 03:00:00 | 11/16/2024 03:00:00 | 0 | 0 | 0 | 517.63 | 517.63
11/16/2024 04:00:00 | 11/16/2024 04:00:00 | 0 | 0 | 0 | 517.64 | 517.64
11/16/2024 05:00:00 | 11/16/2024 05:00:00 | 0 | 0 | 0 | 511.48 | 511.48
11/16/2024 06:00:00 | 11/16/2024 06:00:00 | 0.08 | 0.08 | 0 | 677.89 | 677.97
11/16/2024 07:00:00 | 11/16/2024 07:00:00 | 38.44 | 38.44 | 0 | 841.73 | 880.17
11/16/2024 08:00:00 | 11/16/2024 08:00:00 | 168.54 | 168.54 | 0 | 691.71 | 860.25
11/16/2024 09:00:00 | 11/16/2024 09:00:00 | 274.64 | 274.64 | 0 | 620.55 | 895.19
11/16/2024 10:00:00 | 11/16/2024 10:00:00 | 347.99 | 347.99 | 0 | 457.72 | 805.71
11/16/2024 11:00:00 | 11/16/2024 11:00:00 | 384.5 | 384.5 | 0 | 403.46 | 787.96
11/16/2024 12:00:00 | 11/16/2024 12:00:00 | 383.81 | 383.81 | 0 | 456.7 | 840.51
11/16/2024 13:00:00 | 11/16/2024 13:00:00 | 313.76 | 313.76 | 0 | 345.6 | 659.36
11/16/2024 14:00:00 | 11/16/2024 14:00:00 | 187.16 | 187.16 | 0 | 349.19 | 536.35
11/16/2024 15:00:00 | 11/16/2024 15:00:00 | 72.99 | 72.99 | 0 | 454.14 | 527.13
11/16/2024 16:00:00 | 11/16/2024 16:00:00 | 10.98 | 10.98 | 0 | 513.54 | 524.52
11/16/2024 17:00:00 | 11/16/2024 17:00:00 | 0 | 0 | 0 | 525.31 | 525.31
11/16/2024 18:00:00 | 11/16/2024 18:00:00 | 0 | 0 | 0 | 514.05 | 514.05
11/16/2024 19:00:00 | 11/16/2024 19:00:00 | 0 | 0 | 0 | 509.44 | 509.44
11/16/2024 20:00:00 | 11/16/2024 20:00:00 | 0 | 0 | 0 | 503.29 | 503.29
11/16/2024 21:00:00 | 11/16/2024 21:00:00 | 0 | 0 | 0 | 503.81 | 503.81
11/16/2024 22:00:00 | 11/16/2024 22:00:00 | 0 | 0 | 0 | 500.74 | 500.74
11/16/2024 23:00:00 | 11/16/2024 23:00:00 | 0 | 0 | 0 | 498.17 | 498.17
11/17/2024 00:00:00 | 11/17/2024 00:00:00 | 0 | 0 | 0 | 499.2 | 499.2
11/17/2024 01:00:00 | 11/17/2024 01:00:00 | 0 | 0 | 0 | 496.64 | 496.64
11/17/2024 02:00:00 | 11/17/2024 02:00:00 | 0 | 0 | 0 | 498.18 | 498.18
11/17/2024 03:00:00 | 11/17/2024 03:00:00 | 0 | 0 | 0 | 496.13 | 496.13
11/17/2024 04:00:00 | 11/17/2024 04:00:00 | 0 | 0 | 0 | 494.59 | 494.59
11/17/2024 05:00:00 | 11/17/2024 05:00:00 | 0 | 0 | 0 | 496.13 | 496.13
11/17/2024 06:00:00 | 11/17/2024 06:00:00 | 0.01 | 0.01 | 0 | 494.08 | 494.09
11/17/2024 07:00:00 | 11/17/2024 07:00:00 | 14.4 | 14.4 | 0 | 478.21 | 492.61
11/17/2024 08:00:00 | 11/17/2024 08:00:00 | 67.78 | 67.78 | 0 | 428.03 | 495.81
11/17/2024 09:00:00 | 11/17/2024 09:00:00 | 102.08 | 102.08 | 0 | 391.68 | 493.76
11/17/2024 10:00:00 | 11/17/2024 10:00:00 | 320.54 | 320.54 | 0 | 185.85 | 506.39
11/17/2024 11:00:00 | 11/17/2024 11:00:00 | 342.01 | 342.01 | 0 | 160.77 | 502.78
11/17/2024 12:00:00 | 11/17/2024 12:00:00 | 297.83 | 297.83 | 0 | 204.29 | 502.12
11/17/2024 13:00:00 | 11/17/2024 13:00:00 | 283.87 | 283.87 | 0 | 214.53 | 498.4
11/17/2024 14:00:00 | 11/17/2024 14:00:00 | 194.34 | 194.34 | 0 | 299.52 | 493.86
11/17/2024 15:00:00 | 11/17/2024 15:00:00 | 82.56 | 82.56 | 0 | 402.43 | 484.99
11/17/2024 16:00:00 | 11/17/2024 16:00:00 | 9.36 | 9.36 | 0 | 474.62 | 483.98
11/17/2024 17:00:00 | 11/17/2024 17:00:00 | 0 | 0 | 0 | 489.48 | 489.48
11/17/2024 18:00:00 | 11/17/2024 18:00:00 | 0 | 0 | 0 | 486.4 | 486.4
11/17/2024 19:00:00 | 11/17/2024 19:00:00 | 0 | 0 | 0 | 487.42 | 487.42
11/17/2024 20:00:00 | 11/17/2024 20:00:00 | 0 | 0 | 0 | 485.38 | 485.38
11/17/2024 21:00:00 | 11/17/2024 21:00:00 | 0 | 0 | 0 | 486.4 | 486.4
11/17/2024 22:00:00 | 11/17/2024 22:00:00 | 0 | 0 | 0 | 485.37 | 485.37
11/17/2024 23:00:00 | 11/17/2024 23:00:00 | 0 | 0 | 0 | 484.35 | 484.35
11/18/2024 00:00:00 | 11/18/2024 00:00:00 | 0 | 0 | 0 | 485.38 | 485.38
11/18/2024 01:00:00 | 11/18/2024 01:00:00 | 0 | 0 | 0 | 483.33 | 483.33
11/18/2024 02:00:00 | 11/18/2024 02:00:00 | 0 | 0 | 0 | 485.37 | 485.37
11/18/2024 03:00:00 | 11/18/2024 03:00:00 | 0 | 0 | 0 | 483.84 | 483.84
11/18/2024 04:00:00 | 11/18/2024 04:00:00 | 0 | 0 | 0 | 484.36 | 484.36
11/18/2024 05:00:00 | 11/18/2024 05:00:00 | 0 | 0 | 0 | 483.84 | 483.84
11/18/2024 06:00:00 | 11/18/2024 06:00:00 | 0 | 0 | 0 | 605.18 | 605.18
11/18/2024 07:00:00 | 11/18/2024 07:00:00 | 11.34 | 11.34 | 0 | 1147.39 | 1158.73
11/18/2024 08:00:00 | 11/18/2024 08:00:00 | 62.33 | 62.33 | 0 | 980.99 | 1043.32
11/18/2024 09:00:00 | 11/18/2024 09:00:00 | 148.6 | 148.6 | 0 | 865.28 | 1013.88
11/18/2024 10:00:00 | 11/18/2024 10:00:00 | 249.01 | 249.01 | 0 | 873.99 | 1123
11/18/2024 11:00:00 | 11/18/2024 11:00:00 | 325.39 | 325.39 | 0 | 461.82 | 787.21
11/18/2024 12:00:00 | 11/18/2024 12:00:00 | 273.57 | 273.57 | 0 | 800.26 | 1073.83
11/18/2024 13:00:00 | 11/18/2024 13:00:00 | 222.38 | 222.38 | 0 | 704 | 926.38
11/18/2024 14:00:00 | 11/18/2024 14:00:00 | 97.61 | 97.61 | 0 | 843.26 | 940.87
11/18/2024 15:00:00 | 11/18/2024 15:00:00 | 55.44 | 55.44 | 0 | 720.39 | 775.83
11/18/2024 16:00:00 | 11/18/2024 16:00:00 | 4.64 | 4.64 | 0 | 730.62 | 735.26
11/18/2024 17:00:00 | 11/18/2024 17:00:00 | 0 | 0 | 0 | 783.87 | 783.87
11/18/2024 18:00:00 | 11/18/2024 18:00:00 | 0 | 0 | 0 | 717.31 | 717.31
11/18/2024 19:00:00 | 11/18/2024 19:00:00 | 0 | 0 | 0 | 739.84 | 739.84
11/18/2024 20:00:00 | 11/18/2024 20:00:00 | 0 | 0 | 0 | 730.63 | 730.63
11/18/2024 21:00:00 | 11/18/2024 21:00:00 | 0 | 0 | 0 | 715.77 | 715.77
11/18/2024 22:00:00 | 11/18/2024 22:00:00 | 0 | 0 | 0 | 517.64 | 517.64
11/18/2024 23:00:00 | 11/18/2024 23:00:00 | 0 | 0 | 0 | 502.27 | 502.27
11/19/2024 00:00:00 | 11/19/2024 00:00:00 | 0 | 0 | 0 | 499.2 | 499.2
11/19/2024 01:00:00 | 11/19/2024 01:00:00 | 0 | 0 | 0 | 494.08 | 494.08
11/19/2024 02:00:00 | 11/19/2024 02:00:00 | 0 | 0 | 0 | 497.15 | 497.15
11/19/2024 03:00:00 | 11/19/2024 03:00:00 | 0 | 0 | 0 | 502.27 | 502.27
11/19/2024 04:00:00 | 11/19/2024 04:00:00 | 0 | 0 | 0 | 492.03 | 492.03
11/19/2024 05:00:00 | 11/19/2024 05:00:00 | 0 | 0 | 0 | 489.48 | 489.48
11/19/2024 06:00:00 | 11/19/2024 06:00:00 | 0 | 0 | 0 | 781.82 | 781.82
11/19/2024 07:00:00 | 11/19/2024 07:00:00 | 8.2 | 8.2 | 0 | 979.97 | 988.17
11/19/2024 08:00:00 | 11/19/2024 08:00:00 | 79.64 | 79.64 | 0 | 833.02 | 912.66
11/19/2024 09:00:00 | 11/19/2024 09:00:00 | 157.06 | 157.06 | 0 | 711.68 | 868.74
11/19/2024 10:00:00 | 11/19/2024 10:00:00 | 210.3 | 210.3 | 0 | 966.15 | 1176.45
11/19/2024 11:00:00 | 11/19/2024 11:00:00 | 217.55 | 217.55 | 0 | 685.56 | 903.11
11/19/2024 12:00:00 | 11/19/2024 12:00:00 | 182.91 | 182.91 | 0 | 942.08 | 1124.99
11/19/2024 13:00:00 | 11/19/2024 13:00:00 | 113.07 | 113.07 | 0 | 990.72 | 1103.79
11/19/2024 14:00:00 | 11/19/2024 14:00:00 | 131.59 | 131.59 | 0 | 1053.19 | 1184.78
11/19/2024 15:00:00 | 11/19/2024 15:00:00 | 40.32 | 40.32 | 0 | 960.51 | 1000.83
11/19/2024 16:00:00 | 11/19/2024 16:00:00 | 0.49 | 0.49 | 0 | 871.42 | 871.91
11/19/2024 17:00:00 | 11/19/2024 17:00:00 | 0 | 0 | 0 | 877.06 | 877.06
11/19/2024 18:00:00 | 11/19/2024 18:00:00 | 0 | 0 | 0 | 880.64 | 880.64
11/19/2024 19:00:00 | 11/19/2024 19:00:00 | 0 | 0 | 0 | 874.5 | 874.5
11/19/2024 20:00:00 | 11/19/2024 20:00:00 | 0 | 0 | 0 | 851.45 | 851.45
11/19/2024 21:00:00 | 11/19/2024 21:00:00 | 0 | 0 | 0 | 704 | 704
11/19/2024 22:00:00 | 11/19/2024 22:00:00 | 0 | 0 | 0 | 526.34 | 526.34
11/19/2024 23:00:00 | 11/19/2024 23:00:00 | 0 | 0 | 0 | 524.29 | 524.29
11/20/2024 00:00:00 | 11/20/2024 00:00:00 | 0 | 0 | 0 | 524.8 | 524.8
11/20/2024 01:00:00 | 11/20/2024 01:00:00 | 0 | 0 | 0 | 528.89 | 528.89
11/20/2024 02:00:00 | 11/20/2024 02:00:00 | 0 | 0 | 0 | 528.9 | 528.9
11/20/2024 03:00:00 | 11/20/2024 03:00:00 | 0 | 0 | 0 | 526.33 | 526.33
11/20/2024 04:00:00 | 11/20/2024 04:00:00 | 0 | 0 | 0 | 513.03 | 513.03
11/20/2024 05:00:00 | 11/20/2024 05:00:00 | 0 | 0 | 0 | 522.24 | 522.24
11/20/2024 06:00:00 | 11/20/2024 06:00:00 | 0 | 0 | 0 | 523.77 | 523.77
11/20/2024 07:00:00 | 11/20/2024 07:00:00 | 0.84 | 0.84 | 0 | 823.3 | 824.14
11/20/2024 08:00:00 | 11/20/2024 08:00:00 | 7.34 | 7.34 | 0 | 883.71 | 891.05
11/20/2024 09:00:00 | 11/20/2024 09:00:00 | 71.94 | 71.94 | 0 | 711.68 | 783.62
11/20/2024 10:00:00 | 11/20/2024 10:00:00 | 108.37 | 108.37 | 0 | 752.64 | 861.01
11/20/2024 11:00:00 | 11/20/2024 11:00:00 | 163.89 | 163.89 | 0 | 572.42 | 736.31
11/20/2024 12:00:00 | 11/20/2024 12:00:00 | 221.61 | 221.61 | 0 | 668.16 | 889.77
11/20/2024 13:00:00 | 11/20/2024 13:00:00 | 221.16 | 221.16 | 0 | 574.97 | 796.13
11/20/2024 14:00:00 | 11/20/2024 14:00:00 | 178.08 | 178.08 | 0 | 1049.6 | 1227.68
11/20/2024 15:00:00 | 11/20/2024 15:00:00 | 63.7 | 63.7 | 0 | 1038.85 | 1102.55
11/20/2024 16:00:00 | 11/20/2024 16:00:00 | 5.09 | 5.09 | 0 | 945.15 | 950.24
11/20/2024 17:00:00 | 11/20/2024 17:00:00 | 0 | 0 | 0 | 930.31 | 930.31
11/20/2024 18:00:00 | 11/20/2024 18:00:00 | 0 | 0 | 0 | 962.05 | 962.05
11/20/2024 19:00:00 | 11/20/2024 19:00:00 | 0 | 0 | 0 | 985.6 | 985.6
11/20/2024 20:00:00 | 11/20/2024 20:00:00 | 0 | 0 | 0 | 929.28 | 929.28
11/20/2024 21:00:00 | 11/20/2024 21:00:00 | 0 | 0 | 0 | 575.48 | 575.48
11/20/2024 22:00:00 | 11/20/2024 22:00:00 | 0 | 0 | 0 | 563.72 | 563.72
11/20/2024 23:00:00 | 11/20/2024 23:00:00 | 0 | 0 | 0 | 564.73 | 564.73
11/21/2024 00:00:00 | 11/21/2024 00:00:00 | 0 | 0 | 0 | 562.69 | 562.69
11/21/2024 01:00:00 | 11/21/2024 01:00:00 | 0 | 0 | 0 | 563.71 | 563.71
11/21/2024 02:00:00 | 11/21/2024 02:00:00 | 0 | 0 | 0 | 563.2 | 563.2
11/21/2024 03:00:00 | 11/21/2024 03:00:00 | 0 | 0 | 0 | 560.13 | 560.13
11/21/2024 04:00:00 | 11/21/2024 04:00:00 | 0 | 0 | 0 | 537.09 | 537.09
11/21/2024 05:00:00 | 11/21/2024 05:00:00 | 0 | 0 | 0 | 526.33 | 526.33
11/21/2024 06:00:00 | 11/21/2024 06:00:00 | 0 | 0 | 0 | 788.48 | 788.48
11/21/2024 07:00:00 | 11/21/2024 07:00:00 | 26.99 | 26.99 | 0 | 875.52 | 902.51
11/21/2024 08:00:00 | 11/21/2024 08:00:00 | 183.01 | 183.01 | 0 | 708.61 | 891.62
11/21/2024 09:00:00 | 11/21/2024 09:00:00 | 279.87 | 279.87 | 0 | 411.14 | 691.01
11/21/2024 10:00:00 | 11/21/2024 10:00:00 | 346.92 | 346.92 | 0 | 617.98 | 964.9
11/21/2024 11:00:00 | 11/21/2024 11:00:00 | 335.88 | 335.88 | 0 | 627.71 | 963.59
11/21/2024 12:00:00 | 11/21/2024 12:00:00 | 328.67 | 328.67 | 0 | 597.51 | 926.18
11/21/2024 13:00:00 | 11/21/2024 13:00:00 | 230.38 | 230.38 | 0 | 721.41 | 951.79
11/21/2024 14:00:00 | 11/21/2024 14:00:00 | 80.89 | 80.89 | 0 | 820.73 | 901.62
11/21/2024 15:00:00 | 11/21/2024 15:00:00 | 23.74 | 23.74 | 0 | 871.94 | 895.68
11/21/2024 16:00:00 | 11/21/2024 16:00:00 | 0.81 | 0.81 | 0 | 878.08 | 878.89
11/21/2024 17:00:00 | 11/21/2024 17:00:00 | 0 | 0 | 0 | 862.72 | 862.72
11/21/2024 18:00:00 | 11/21/2024 18:00:00 | 0 | 0 | 0 | 779.77 | 779.77
11/21/2024 19:00:00 | 11/21/2024 19:00:00 | 0 | 0 | 0 | 740.87 | 740.87
11/21/2024 20:00:00 | 11/21/2024 20:00:00 | 0 | 0 | 0 | 626.17 | 626.17
11/21/2024 21:00:00 | 11/21/2024 21:00:00 | 0 | 0 | 0 | 553.99 | 553.99
11/21/2024 22:00:00 | 11/21/2024 22:00:00 | 0 | 0 | 0 | 548.86 | 548.86
11/21/2024 23:00:00 | 11/21/2024 23:00:00 | 0 | 0 | 0 | 551.43 | 551.43
11/22/2024 00:00:00 | 11/22/2024 00:00:00 | 0 | 0 | 0 | 547.32 | 547.32
11/22/2024 01:00:00 | 11/22/2024 01:00:00 | 0 | 0 | 0 | 547.33 | 547.33
11/22/2024 02:00:00 | 11/22/2024 02:00:00 | 0 | 0 | 0 | 547.33 | 547.33
11/22/2024 03:00:00 | 11/22/2024 03:00:00 | 0 | 0 | 0 | 544.77 | 544.77
11/22/2024 04:00:00 | 11/22/2024 04:00:00 | 0 | 0 | 0 | 546.81 | 546.81
11/22/2024 05:00:00 | 11/22/2024 05:00:00 | 0 | 0 | 0 | 561.16 | 561.16
11/22/2024 06:00:00 | 11/22/2024 06:00:00 | 0 | 0 | 0 | 634.36 | 634.36
11/22/2024 07:00:00 | 11/22/2024 07:00:00 | 5.8 | 5.8 | 0 | 718.85 | 724.65
11/22/2024 08:00:00 | 11/22/2024 08:00:00 | 73.5 | 73.5 | 0 | 577.03 | 650.53
11/22/2024 09:00:00 | 11/22/2024 09:00:00 | 68.5 | 68.5 | 0 | 608.25 | 676.75
11/22/2024 10:00:00 | 11/22/2024 10:00:00 | 56.18 | 56.18 | 0 | 708.61 | 764.79
11/22/2024 11:00:00 | 11/22/2024 11:00:00 | 78.07 | 78.07 | 0 | 735.23 | 813.3
11/22/2024 12:00:00 | 11/22/2024 12:00:00 | 116.26 | 116.26 | 0 | 702.47 | 818.73
11/22/2024 13:00:00 | 11/22/2024 13:00:00 | 259.75 | 259.75 | 0 | 623.61 | 883.36
11/22/2024 14:00:00 | 11/22/2024 14:00:00 | 195.14 | 195.14 | 0 | 693.25 | 888.39
11/22/2024 15:00:00 | 11/22/2024 15:00:00 | 95.81 | 95.81 | 0 | 623.1 | 718.91
11/22/2024 16:00:00 | 11/22/2024 16:00:00 | 6.25 | 6.25 | 0 | 684.04 | 690.29
11/22/2024 17:00:00 | 11/22/2024 17:00:00 | 0 | 0 | 0 | 781.31 | 781.31
11/22/2024 18:00:00 | 11/22/2024 18:00:00 | 0 | 0 | 0 | 776.7 | 776.7
11/22/2024 19:00:00 | 11/22/2024 19:00:00 | 0 | 0 | 0 | 589.31 | 589.31
11/22/2024 20:00:00 | 11/22/2024 20:00:00 | 0 | 0 | 0 | 752.13 | 752.13
11/22/2024 21:00:00 | 11/22/2024 21:00:00 | 0 | 0 | 0 | 663.55 | 663.55
11/22/2024 22:00:00 | 11/22/2024 22:00:00 | 0 | 0 | 0 | 544.77 | 544.77
11/22/2024 23:00:00 | 11/22/2024 23:00:00 | 0 | 0 | 0 | 544.26 | 544.26
11/23/2024 00:00:00 | 11/23/2024 00:00:00 | 0 | 0 | 0 | 541.18 | 541.18
11/23/2024 01:00:00 | 11/23/2024 01:00:00 | 0 | 0 | 0 | 542.72 | 542.72
11/23/2024 02:00:00 | 11/23/2024 02:00:00 | 0 | 0 | 0 | 543.75 | 543.75
11/23/2024 03:00:00 | 11/23/2024 03:00:00 | 0 | 0 | 0 | 544.25 | 544.25
11/23/2024 04:00:00 | 11/23/2024 04:00:00 | 0 | 0 | 0 | 545.28 | 545.28
11/23/2024 05:00:00 | 11/23/2024 05:00:00 | 0 | 0 | 0 | 545.79 | 545.79
11/23/2024 06:00:00 | 11/23/2024 06:00:00 | 0 | 0 | 0 | 610.82 | 610.82
11/23/2024 07:00:00 | 11/23/2024 07:00:00 | 38.78 | 38.78 | 0 | 570.37 | 609.15
11/23/2024 08:00:00 | 11/23/2024 08:00:00 | 184.09 | 184.09 | 0 | 422.91 | 607
11/23/2024 09:00:00 | 11/23/2024 09:00:00 | 275.24 | 275.24 | 0 | 385.02 | 660.26
11/23/2024 10:00:00 | 11/23/2024 10:00:00 | 338.85 | 338.85 | 0 | 289.8 | 628.65
11/23/2024 11:00:00 | 11/23/2024 11:00:00 | 384.78 | 384.78 | 0 | 238.59 | 623.37
11/23/2024 12:00:00 | 11/23/2024 12:00:00 | 382.07 | 382.07 | 0 | 283.65 | 665.72
11/23/2024 13:00:00 | 11/23/2024 13:00:00 | 313.59 | 313.59 | 0 | 368.64 | 682.23
11/23/2024 14:00:00 | 11/23/2024 14:00:00 | 188.35 | 188.35 | 0 | 325.12 | 513.47
11/23/2024 15:00:00 | 11/23/2024 15:00:00 | 53.7 | 53.7 | 0 | 448 | 501.7
11/23/2024 16:00:00 | 11/23/2024 16:00:00 | 3.25 | 3.25 | 0 | 497.15 | 500.4
11/23/2024 17:00:00 | 11/23/2024 17:00:00 | 0 | 0 | 0 | 505.34 | 505.34
11/23/2024 18:00:00 | 11/23/2024 18:00:00 | 0 | 0 | 0 | 500.74 | 500.74
11/23/2024 19:00:00 | 11/23/2024 19:00:00 | 0 | 0 | 0 | 499.71 | 499.71
11/23/2024 20:00:00 | 11/23/2024 20:00:00 | 0 | 0 | 0 | 491.52 | 491.52
11/23/2024 21:00:00 | 11/23/2024 21:00:00 | 0 | 0 | 0 | 491.52 | 491.52
11/23/2024 22:00:00 | 11/23/2024 22:00:00 | 0 | 0 | 0 | 495.1 | 495.1
11/23/2024 23:00:00 | 11/23/2024 23:00:00 | 0 | 0 | 0 | 495.11 | 495.11
11/24/2024 00:00:00 | 11/24/2024 00:00:00 | 0 | 0 | 0 | 494.08 | 494.08
11/24/2024 01:00:00 | 11/24/2024 01:00:00 | 0 | 0 | 0 | 493.05 | 493.05
11/24/2024 02:00:00 | 11/24/2024 02:00:00 | 0 | 0 | 0 | 492.55 | 492.55
11/24/2024 03:00:00 | 11/24/2024 03:00:00 | 0 | 0 | 0 | 494.08 | 494.08
11/24/2024 04:00:00 | 11/24/2024 04:00:00 | 0 | 0 | 0 | 493.05 | 493.05
11/24/2024 05:00:00 | 11/24/2024 05:00:00 | 0 | 0 | 0 | 493.57 | 493.57
11/24/2024 06:00:00 | 11/24/2024 06:00:00 | 0 | 0 | 0 | 489.99 | 489.99
11/24/2024 07:00:00 | 11/24/2024 07:00:00 | 10.41 | 10.41 | 0 | 477.69 | 488.1
11/24/2024 08:00:00 | 11/24/2024 08:00:00 | 79.63 | 79.63 | 0 | 409.09 | 488.72
11/24/2024 09:00:00 | 11/24/2024 09:00:00 | 211.03 | 211.03 | 0 | 280.58 | 491.61
11/24/2024 10:00:00 | 11/24/2024 10:00:00 | 368.43 | 368.43 | 0 | 141.31 | 509.74
11/24/2024 11:00:00 | 11/24/2024 11:00:00 | 360.8 | 360.8 | 0 | 152.06 | 512.86
11/24/2024 12:00:00 | 11/24/2024 12:00:00 | 407.82 | 407.82 | 0.19 | 95.23 | 502.86
11/24/2024 13:00:00 | 11/24/2024 13:00:00 | 212.12 | 212.12 | 0 | 280.58 | 492.7
11/24/2024 14:00:00 | 11/24/2024 14:00:00 | 214.28 | 214.28 | 0 | 280.06 | 494.34
11/24/2024 15:00:00 | 11/24/2024 15:00:00 | 71.24 | 71.24 | 0 | 414.72 | 485.96
11/24/2024 16:00:00 | 11/24/2024 16:00:00 | 4.43 | 4.43 | 0 | 483.33 | 487.76
11/24/2024 17:00:00 | 11/24/2024 17:00:00 | 0 | 0 | 0 | 485.89 | 485.89
11/24/2024 18:00:00 | 11/24/2024 18:00:00 | 0 | 0 | 0 | 485.89 | 485.89
11/24/2024 19:00:00 | 11/24/2024 19:00:00 | 0 | 0 | 0 | 487.42 | 487.42
11/24/2024 20:00:00 | 11/24/2024 20:00:00 | 0 | 0 | 0 | 488.96 | 488.96
11/24/2024 21:00:00 | 11/24/2024 21:00:00 | 0 | 0 | 0 | 490.5 | 490.5
11/24/2024 22:00:00 | 11/24/2024 22:00:00 | 0 | 0 | 0 | 488.45 | 488.45
11/24/2024 23:00:00 | 11/24/2024 23:00:00 | 0 | 0 | 0 | 486.4 | 486.4
11/25/2024 00:00:00 | 11/25/2024 00:00:00 | 0 | 0 | 0 | 482.81 | 482.81
11/25/2024 01:00:00 | 11/25/2024 01:00:00 | 0 | 0 | 0 | 486.91 | 486.91
11/25/2024 02:00:00 | 11/25/2024 02:00:00 | 0 | 0 | 0 | 483.84 | 483.84
11/25/2024 03:00:00 | 11/25/2024 03:00:00 | 0 | 0 | 0 | 484.87 | 484.87
11/25/2024 04:00:00 | 11/25/2024 04:00:00 | 0 | 0 | 0 | 483.84 | 483.84
11/25/2024 05:00:00 | 11/25/2024 05:00:00 | 0 | 0 | 0 | 487.93 | 487.93
11/25/2024 06:00:00 | 11/25/2024 06:00:00 | 0 | 0 | 0 | 643.59 | 643.59
11/25/2024 07:00:00 | 11/25/2024 07:00:00 | 13.86 | 13.86 | 0 | 1065.47 | 1079.33
11/25/2024 08:00:00 | 11/25/2024 08:00:00 | 66.82 | 66.82 | 0 | 1050.11 | 1116.93
11/25/2024 09:00:00 | 11/25/2024 09:00:00 | 162.89 | 162.89 | 0 | 859.65 | 1022.54
11/25/2024 10:00:00 | 11/25/2024 10:00:00 | 161.99 | 161.99 | 0 | 990.72 | 1152.71
11/25/2024 11:00:00 | 11/25/2024 11:00:00 | 213.19 | 213.19 | 0 | 894.46 | 1107.65
11/25/2024 12:00:00 | 11/25/2024 12:00:00 | 203.63 | 203.63 | 0 | 859.14 | 1062.77
11/25/2024 13:00:00 | 11/25/2024 13:00:00 | 183.26 | 183.26 | 0 | 845.31 | 1028.57
11/25/2024 14:00:00 | 11/25/2024 14:00:00 | 161.79 | 161.79 | 0 | 953.86 | 1115.65
11/25/2024 15:00:00 | 11/25/2024 15:00:00 | 44.87 | 44.87 | 0 | 757.76 | 802.63
11/25/2024 16:00:00 | 11/25/2024 16:00:00 | 1.52 | 1.52 | 0 | 762.88 | 764.4
11/25/2024 17:00:00 | 11/25/2024 17:00:00 | 0 | 0 | 0 | 796.16 | 796.16
11/25/2024 18:00:00 | 11/25/2024 18:00:00 | 0 | 0 | 0 | 772.61 | 772.61
11/25/2024 19:00:00 | 11/25/2024 19:00:00 | 0 | 0 | 0 | 813.05 | 813.05
11/25/2024 20:00:00 | 11/25/2024 20:00:00 | 0 | 0 | 0 | 755.71 | 755.71
11/25/2024 21:00:00 | 11/25/2024 21:00:00 | 0 | 0 | 0 | 780.8 | 780.8
11/25/2024 22:00:00 | 11/25/2024 22:00:00 | 0 | 0 | 0 | 517.64 | 517.64
11/25/2024 23:00:00 | 11/25/2024 23:00:00 | 0 | 0 | 0 | 510.46 | 510.46
11/26/2024 00:00:00 | 11/26/2024 00:00:00 | 0 | 0 | 0 | 517.12 | 517.12
11/26/2024 01:00:00 | 11/26/2024 01:00:00 | 0 | 0 | 0 | 506.88 | 506.88
11/26/2024 02:00:00 | 11/26/2024 02:00:00 | 0 | 0 | 0 | 515.07 | 515.07
11/26/2024 03:00:00 | 11/26/2024 03:00:00 | 0 | 0 | 0 | 505.35 | 505.35
11/26/2024 04:00:00 | 11/26/2024 04:00:00 | 0 | 0 | 0 | 512 | 512
11/26/2024 05:00:00 | 11/26/2024 05:00:00 | 0 | 0 | 0 | 510.97 | 510.97
11/26/2024 06:00:00 | 11/26/2024 06:00:00 | 0 | 0 | 0 | 756.74 | 756.74
11/26/2024 07:00:00 | 11/26/2024 07:00:00 | 1.97 | 1.97 | 0 | 1040.38 | 1042.35
11/26/2024 08:00:00 | 11/26/2024 08:00:00 | 20.73 | 20.73 | 0 | 1107.97 | 1128.7
11/26/2024 09:00:00 | 11/26/2024 09:00:00 | 55.45 | 55.45 | 0 | 1020.42 | 1075.87
11/26/2024 10:00:00 | 11/26/2024 10:00:00 | 61.68 | 61.68 | 0 | 1222.65 | 1284.33
11/26/2024 11:00:00 | 11/26/2024 11:00:00 | 93.28 | 93.28 | 0 | 1077.76 | 1171.04
11/26/2024 12:00:00 | 11/26/2024 12:00:00 | 86.99 | 86.99 | 0 | 850.95 | 937.94
11/26/2024 13:00:00 | 11/26/2024 13:00:00 | 55.14 | 55.14 | 0 | 941.56 | 996.7
11/26/2024 14:00:00 | 11/26/2024 14:00:00 | 31.68 | 31.68 | 0 | 1028.61 | 1060.29
11/26/2024 15:00:00 | 11/26/2024 15:00:00 | 10.29 | 10.29 | 0 | 806.91 | 817.2
11/26/2024 16:00:00 | 11/26/2024 16:00:00 | 1.01 | 1.01 | 0 | 726.02 | 727.03
11/26/2024 17:00:00 | 11/26/2024 17:00:00 | 0 | 0 | 0 | 722.94 | 722.94
11/26/2024 18:00:00 | 11/26/2024 18:00:00 | 0 | 0 | 0 | 792.07 | 792.07
11/26/2024 19:00:00 | 11/26/2024 19:00:00 | 0 | 0 | 0 | 587.26 | 587.26
11/26/2024 20:00:00 | 11/26/2024 20:00:00 | 0 | 0 | 0 | 679.94 | 679.94
11/26/2024 21:00:00 | 11/26/2024 21:00:00 | 0 | 0 | 0 | 798.72 | 798.72
11/26/2024 22:00:00 | 11/26/2024 22:00:00 | 0 | 0 | 0 | 549.89 | 549.89
11/26/2024 23:00:00 | 11/26/2024 23:00:00 | 0 | 0 | 0 | 525.31 | 525.31
11/27/2024 00:00:00 | 11/27/2024 00:00:00 | 0 | 0 | 0 | 523.77 | 523.77
11/27/2024 01:00:00 | 11/27/2024 01:00:00 | 0 | 0 | 0 | 522.76 | 522.76
11/27/2024 02:00:00 | 11/27/2024 02:00:00 | 0 | 0 | 0 | 523.26 | 523.26
11/27/2024 03:00:00 | 11/27/2024 03:00:00 | 0 | 0 | 0 | 521.73 | 521.73
11/27/2024 04:00:00 | 11/27/2024 04:00:00 | 0 | 0 | 0 | 520.19 | 520.19
11/27/2024 05:00:00 | 11/27/2024 05:00:00 | 0 | 0 | 0 | 516.61 | 516.61
11/27/2024 06:00:00 | 11/27/2024 06:00:00 | 0 | 0 | 0 | 516.61 | 516.61
11/27/2024 07:00:00 | 11/27/2024 07:00:00 | 0.63 | 0.63 | 0 | 886.78 | 887.41
11/27/2024 08:00:00 | 11/27/2024 08:00:00 | 13.14 | 13.14 | 0 | 961.02 | 974.16
11/27/2024 09:00:00 | 11/27/2024 09:00:00 | 59.02 | 59.02 | 0 | 799.24 | 858.26
11/27/2024 10:00:00 | 11/27/2024 10:00:00 | 100.56 | 100.56 | 0 | 855.55 | 956.11
11/27/2024 11:00:00 | 11/27/2024 11:00:00 | 90.55 | 90.55 | 0 | 693.76 | 784.31
11/27/2024 12:00:00 | 11/27/2024 12:00:00 | 86.63 | 86.63 | 0 | 891.9 | 978.53
11/27/2024 13:00:00 | 11/27/2024 13:00:00 | 58.7 | 58.7 | 0 | 981.51 | 1040.21
11/27/2024 14:00:00 | 11/27/2024 14:00:00 | 63.12 | 63.12 | 0 | 1026.04 | 1089.16
11/27/2024 15:00:00 | 11/27/2024 15:00:00 | 35.21 | 35.21 | 0 | 875.52 | 910.73
11/27/2024 16:00:00 | 11/27/2024 16:00:00 | 4.73 | 4.73 | 0 | 743.43 | 748.16
11/27/2024 17:00:00 | 11/27/2024 17:00:00 | 0 | 0 | 0 | 785.41 | 785.41
11/27/2024 18:00:00 | 11/27/2024 18:00:00 | 0 | 0 | 0 | 745.98 | 745.98
11/27/2024 19:00:00 | 11/27/2024 19:00:00 | 0 | 0 | 0 | 770.05 | 770.05
11/27/2024 20:00:00 | 11/27/2024 20:00:00 | 0 | 0 | 0 | 581.12 | 581.12
11/27/2024 21:00:00 | 11/27/2024 21:00:00 | 0 | 0 | 0 | 798.21 | 798.21
11/27/2024 22:00:00 | 11/27/2024 22:00:00 | 0 | 0 | 0 | 504.83 | 504.83
11/27/2024 23:00:00 | 11/27/2024 23:00:00 | 0 | 0 | 0 | 502.78 | 502.78
11/28/2024 00:00:00 | 11/28/2024 00:00:00 | 0 | 0 | 0 | 499.71 | 499.71
11/28/2024 01:00:00 | 11/28/2024 01:00:00 | 0 | 0 | 0 | 490.5 | 490.5
11/28/2024 02:00:00 | 11/28/2024 02:00:00 | 0 | 0 | 0 | 482.82 | 482.82
11/28/2024 03:00:00 | 11/28/2024 03:00:00 | 0 | 0 | 0 | 479.74 | 479.74
11/28/2024 04:00:00 | 11/28/2024 04:00:00 | 0 | 0 | 0 | 480.77 | 480.77
11/28/2024 05:00:00 | 11/28/2024 05:00:00 | 0 | 0 | 0 | 494.59 | 494.59
11/28/2024 06:00:00 | 11/28/2024 06:00:00 | 0 | 0 | 0 | 860.67 | 860.67
11/28/2024 07:00:00 | 11/28/2024 07:00:00 | 5.35 | 5.35 | 0 | 1273.35 | 1278.7
11/28/2024 08:00:00 | 11/28/2024 08:00:00 | 39.78 | 39.78 | 0 | 1299.96 | 1339.74
11/28/2024 09:00:00 | 11/28/2024 09:00:00 | 51.16 | 51.16 | 0 | 1129.99 | 1181.15
11/28/2024 10:00:00 | 11/28/2024 10:00:00 | 103.36 | 103.36 | 0 | 1194.49 | 1297.85
11/28/2024 11:00:00 | 11/28/2024 11:00:00 | 58.53 | 58.53 | 0 | 970.76 | 1029.29
11/28/2024 12:00:00 | 11/28/2024 12:00:00 | 44.89 | 44.89 | 0 | 1171.96 | 1216.85
11/28/2024 13:00:00 | 11/28/2024 13:00:00 | 36.32 | 36.32 | 0 | 991.75 | 1028.07
11/28/2024 14:00:00 | 11/28/2024 14:00:00 | 15.54 | 15.54 | 0 | 1113.6 | 1129.14
11/28/2024 15:00:00 | 11/28/2024 15:00:00 | 2.85 | 2.85 | 0 | 765.44 | 768.29
11/28/2024 16:00:00 | 11/28/2024 16:00:00 | 0.04 | 0.04 | 0 | 737.28 | 737.32
11/28/2024 17:00:00 | 11/28/2024 17:00:00 | 0 | 0 | 0 | 872.45 | 872.45
11/28/2024 18:00:00 | 11/28/2024 18:00:00 | 0 | 0 | 0 | 897.02 | 897.02
11/28/2024 19:00:00 | 11/28/2024 19:00:00 | 0 | 0 | 0 | 747.01 | 747.01
11/28/2024 20:00:00 | 11/28/2024 20:00:00 | 0 | 0 | 0 | 419.33 | 419.33
11/28/2024 21:00:00 | 11/28/2024 21:00:00 | 0 | 0 | 0 | 670.2 | 670.2
11/28/2024 22:00:00 | 11/28/2024 22:00:00 | 0 | 0 | 0 | 501.76 | 501.76
11/28/2024 23:00:00 | 11/28/2024 23:00:00 | 0 | 0 | 0 | 504.32 | 504.32
11/29/2024 00:00:00 | 11/29/2024 00:00:00 | 0 | 0 | 0 | 502.28 | 502.28
11/29/2024 01:00:00 | 11/29/2024 01:00:00 | 0 | 0 | 0 | 502.78 | 502.78
11/29/2024 02:00:00 | 11/29/2024 02:00:00 | 0 | 0 | 0 | 504.83 | 504.83
11/29/2024 03:00:00 | 11/29/2024 03:00:00 | 0 | 0 | 0 | 499.71 | 499.71
11/29/2024 04:00:00 | 11/29/2024 04:00:00 | 0 | 0 | 0 | 494.08 | 494.08
11/29/2024 05:00:00 | 11/29/2024 05:00:00 | 0 | 0 | 0 | 507.4 | 507.4
11/29/2024 06:00:00 | 11/29/2024 06:00:00 | 0 | 0 | 0 | 809.47 | 809.47
11/29/2024 07:00:00 | 11/29/2024 07:00:00 | 21.73 | 21.73 | 0 | 1218.05 | 1239.78
11/29/2024 08:00:00 | 11/29/2024 08:00:00 | 153.62 | 153.62 | 0 | 1077.76 | 1231.38
11/29/2024 09:00:00 | 11/29/2024 09:00:00 | 248.44 | 248.44 | 0 | 1004.03 | 1252.47
11/29/2024 10:00:00 | 11/29/2024 10:00:00 | 307.14 | 307.14 | 0 | 738.3 | 1045.44
11/29/2024 11:00:00 | 11/29/2024 11:00:00 | 341.71 | 341.71 | 0 | 508.42 | 850.13
11/29/2024 12:00:00 | 11/29/2024 12:00:00 | 339.64 | 339.64 | 0 | 548.86 | 888.5
11/29/2024 13:00:00 | 11/29/2024 13:00:00 | 281.74 | 281.74 | 0 | 755.71 | 1037.45
11/29/2024 14:00:00 | 11/29/2024 14:00:00 | 165.17 | 165.17 | 0 | 822.79 | 987.96
11/29/2024 15:00:00 | 11/29/2024 15:00:00 | 52.62 | 52.62 | 0 | 761.34 | 813.96
11/29/2024 16:00:00 | 11/29/2024 16:00:00 | 4.46 | 4.46 | 0 | 604.16 | 608.62
11/29/2024 17:00:00 | 11/29/2024 17:00:00 | 0 | 0 | 0 | 694.27 | 694.27
11/29/2024 18:00:00 | 11/29/2024 18:00:00 | 0 | 0 | 0 | 726.02 | 726.02
11/29/2024 19:00:00 | 11/29/2024 19:00:00 | 0 | 0 | 0 | 774.66 | 774.66
11/29/2024 20:00:00 | 11/29/2024 20:00:00 | 0 | 0 | 0 | 744.44 | 744.44
11/29/2024 21:00:00 | 11/29/2024 21:00:00 | 0 | 0 | 0 | 715.27 | 715.27
11/29/2024 22:00:00 | 11/29/2024 22:00:00 | 0 | 0 | 0 | 324.61 | 324.61
11/29/2024 23:00:00 | 11/29/2024 23:00:00 | 0 | 0 | 0 | 218.62 | 218.62
11/30/2024 00:00:00 | 11/30/2024 00:00:00 | 0 | 0 | 0 | 511.49 | 511.49
11/30/2024 01:00:00 | 11/30/2024 01:00:00 | 0 | 0 | 0 | 508.41 | 508.41
11/30/2024 02:00:00 | 11/30/2024 02:00:00 | 0 | 0 | 0 | 509.44 | 509.44
11/30/2024 03:00:00 | 11/30/2024 03:00:00 | 0 | 0 | 0 | 512.52 | 512.52
11/30/2024 04:00:00 | 11/30/2024 04:00:00 | 0 | 0 | 0 | 510.97 | 510.97
11/30/2024 05:00:00 | 11/30/2024 05:00:00 | 0 | 0 | 0 | 516.1 | 516.1
11/30/2024 06:00:00 | 11/30/2024 06:00:00 | 0 | 0 | 0 | 729.09 | 729.09
11/30/2024 07:00:00 | 11/30/2024 07:00:00 | 20.58 | 20.58 | 0 | 634.36 | 654.94
11/30/2024 08:00:00 | 11/30/2024 08:00:00 | 154.5 | 154.5 | 0 | 458.24 | 612.74
11/30/2024 09:00:00 | 11/30/2024 09:00:00 | 247.82 | 247.82 | 0 | 551.94 | 799.76
11/30/2024 10:00:00 | 11/30/2024 10:00:00 | 306.92 | 306.92 | 0 | 507.39 | 814.31
11/30/2024 11:00:00 | 11/30/2024 11:00:00 | 342.26 | 342.26 | 0 | 392.71 | 734.97
11/30/2024 12:00:00 | 11/30/2024 12:00:00 | 340.88 | 340.88 | 0 | 227.32 | 568.2
11/30/2024 13:00:00 | 11/30/2024 13:00:00 | 281.71 | 281.71 | 0 | 235.01 | 516.72
11/30/2024 14:00:00 | 11/30/2024 14:00:00 | 165.57 | 165.57 | 0 | 329.22 | 494.79
11/30/2024 15:00:00 | 11/30/2024 15:00:00 | 52.5 | 52.5 | 0 | 438.78 | 491.28
11/30/2024 16:00:00 | 11/30/2024 16:00:00 | 4.68 | 4.68 | 0 | 489.99 | 494.67
11/30/2024 17:00:00 | 11/30/2024 17:00:00 | 0 | 0 | 0 | 500.22 | 500.22
11/30/2024 18:00:00 | 11/30/2024 18:00:00 | 0 | 0 | 0 | 505.86 | 505.86
11/30/2024 19:00:00 | 11/30/2024 19:00:00 | 0 | 0 | 0 | 507.9 | 507.9
11/30/2024 20:00:00 | 11/30/2024 20:00:00 | 0 | 0 | 0 | 514.56 | 514.56
11/30/2024 21:00:00 | 11/30/2024 21:00:00 | 0 | 0 | 0 | 522.75 | 522.75
11/30/2024 22:00:00 | 11/30/2024 22:00:00 | 0 | 0 | 0 | 534.53 | 534.53
11/30/2024 23:00:00 | 11/30/2024 23:00:00 | 0 | 0 | 0 | 529.92 | 529.92
2024-01-12 | 45303 | 0 | 0 | 0 | 524.29 | 524.29
2024-01-12 01:00 | 45303.0417 | 0 | 0 | 0 | 521.21 | 521.21
2024-01-12 02:00 | 45303.0833 | 0 | 0 | 0 | 521.73 | 521.73
2024-01-12 03:00 | 45303.125 | 0 | 0 | 0 | 519.68 | 519.68
2024-01-12 04:00 | 45303.1667 | 0 | 0 | 0 | 522.75 | 522.75
2024-01-12 05:00 | 45303.2083 | 0 | 0 | 0 | 521.73 | 521.73
2024-01-12 06:00 | 45303.25 | 0 | 0 | 0 | 522.24 | 522.24
2024-01-12 07:00 | 45303.2917 | 6.41 | 6.41 | 0 | 512.51 | 518.92
2024-01-12 08:00 | 45303.3333 | 112.08 | 112.08 | 0 | 405.51 | 517.59
2024-01-12 09:00 | 45303.375 | 234.63 | 234.63 | 0 | 286.21 | 520.84
2024-01-12 10:00 | 45303.4167 | 292.26 | 292.26 | 0 | 229.37 | 521.63
2024-01-12 11:00 | 45303.4583 | 329.31 | 329.31 | 0 | 186.88 | 516.19
2024-01-12 12:00 | 45303.5 | 325.96 | 325.96 | 0 | 183.3 | 509.26
2024-01-12 13:00 | 45303.5417 | 266.86 | 266.86 | 0 | 232.96 | 499.82
2024-01-12 14:00 | 45303.5833 | 158.41 | 158.41 | 0 | 334.85 | 493.26
2024-01-12 15:00 | 45303.625 | 50.69 | 50.69 | 0 | 435.2 | 485.89
2024-01-12 16:00 | 45303.6667 | 4.19 | 4.19 | 0 | 488.44 | 492.63
2024-01-12 17:00 | 45303.7083 | 0 | 0 | 0 | 486.4 | 486.4
2024-01-12 18:00 | 45303.75 | 0 | 0 | 0 | 491.01 | 491.01
2024-01-12 19:00 | 45303.7917 | 0 | 0 | 0 | 488.96 | 488.96
2024-01-12 20:00 | 45303.8333 | 0 | 0 | 0 | 486.4 | 486.4
2024-01-12 21:00 | 45303.875 | 0 | 0 | 0 | 487.94 | 487.94
2024-01-12 22:00 | 45303.9167 | 0 | 0 | 0 | 493.57 | 493.57
2024-01-12 23:00 | 45303.9583 | 0 | 0 | 0 | 487.42 | 487.42
2024-02-12 | 45334 | 0 | 0 | 0 | 485.38 | 485.38
2024-02-12 01:00 | 45334.0417 | 0 | 0 | 0 | 486.4 | 486.4
2024-02-12 02:00 | 45334.0833 | 0 | 0 | 0 | 484.86 | 484.86
2024-02-12 03:00 | 45334.125 | 0 | 0 | 0 | 486.91 | 486.91
2024-02-12 04:00 | 45334.1667 | 0 | 0 | 0 | 483.33 | 483.33
2024-02-12 05:00 | 45334.2083 | 0 | 0 | 0 | 470.53 | 470.53
2024-02-12 06:00 | 45334.25 | 0 | 0 | 0 | 568.83 | 568.83
2024-02-12 07:00 | 45334.2917 | 15.67 | 15.67 | 0 | 916.99 | 932.66
2024-02-12 08:00 | 45334.3333 | 143.29 | 143.29 | 0 | 623.62 | 766.91
2024-02-12 09:00 | 45334.375 | 239.34 | 239.34 | 0 | 704.51 | 943.85
2024-02-12 10:00 | 45334.4167 | 298.16 | 298.16 | 0 | 913.92 | 1212.08
2024-02-12 11:00 | 45334.4583 | 333.52 | 333.52 | 0 | 770.05 | 1103.57
2024-02-12 12:00 | 45334.5 | 331.02 | 331.02 | 0 | 848.89 | 1179.91
2024-02-12 13:00 | 45334.5417 | 270.96 | 270.96 | 0 | 731.14 | 1002.1
2024-02-12 14:00 | 45334.5833 | 160.09 | 160.09 | 0 | 926.21 | 1086.3
2024-02-12 15:00 | 45334.625 | 43.93 | 43.93 | 0 | 862.72 | 906.65
2024-02-12 16:00 | 45334.6667 | 4.18 | 4.18 | 0 | 756.73 | 760.91
2024-02-12 17:00 | 45334.7083 | 0 | 0 | 0 | 846.34 | 846.34
2024-02-12 18:00 | 45334.75 | 0 | 0 | 0 | 846.85 | 846.85
2024-02-12 19:00 | 45334.7917 | 0 | 0 | 0 | 807.93 | 807.93
2024-02-12 20:00 | 45334.8333 | 0 | 0 | 0 | 856.58 | 856.58
2024-02-12 21:00 | 45334.875 | 0 | 0 | 0 | 807.42 | 807.42
2024-02-12 22:00 | 45334.9167 | 0 | 0 | 0 | 499.2 | 499.2
2024-02-12 23:00 | 45334.9583 | 0 | 0 | 0 | 500.74 | 500.74
2024-03-12 | 45363 | 0 | 0 | 0 | 501.76 | 501.76
2024-03-12 01:00 | 45363.0417 | 0 | 0 | 0 | 497.15 | 497.15
2024-03-12 02:00 | 45363.0833 | 0 | 0 | 0 | 500.23 | 500.23
2024-03-12 03:00 | 45363.125 | 0 | 0 | 0 | 499.2 | 499.2
2024-03-12 04:00 | 45363.1667 | 0 | 0 | 0 | 496.64 | 496.64
2024-03-12 05:00 | 45363.2083 | 0 | 0 | 0 | 504.83 | 504.83
2024-03-12 06:00 | 45363.25 | 0 | 0 | 0 | 823.29 | 823.29
2024-03-12 07:00 | 45363.2917 | 6.78 | 6.78 | 0 | 1057.8 | 1064.58
2024-03-12 08:00 | 45363.3333 | 61.53 | 61.53 | 0 | 1025.53 | 1087.06
2024-03-12 09:00 | 45363.375 | 152.2 | 152.2 | 0 | 948.23 | 1100.43
2024-03-12 10:00 | 45363.4167 | 183.66 | 183.66 | 0 | 1050.11 | 1233.77
2024-03-12 11:00 | 45363.4583 | 234.04 | 234.04 | 0 | 875.52 | 1109.56
2024-03-12 12:00 | 45363.5 | 192.39 | 192.39 | 0 | 999.42 | 1191.81
2024-03-12 13:00 | 45363.5417 | 122.02 | 122.02 | 0 | 975.36 | 1097.38
2024-03-12 14:00 | 45363.5833 | 112.46 | 112.46 | 0 | 1156.61 | 1269.07
2024-03-12 15:00 | 45363.625 | 42.74 | 42.74 | 0 | 933.38 | 976.12
2024-03-12 16:00 | 45363.6667 | 2.52 | 2.52 | 0 | 725.5 | 728.02
2024-03-12 17:00 | 45363.7083 | 0 | 0 | 0 | 791.04 | 791.04
2024-03-12 18:00 | 45363.75 | 0 | 0 | 0 | 669.7 | 669.7
2024-03-12 19:00 | 45363.7917 | 0 | 0 | 0 | 764.41 | 764.41
2024-03-12 20:00 | 45363.8333 | 0 | 0 | 0 | 834.56 | 834.56
2024-03-12 21:00 | 45363.875 | 0 | 0 | 0 | 683.52 | 683.52
2024-03-12 22:00 | 45363.9167 | 0 | 0 | 0 | 509.44 | 509.44
2024-03-12 23:00 | 45363.9583 | 0 | 0 | 0 | 509.44 | 509.44
2024-04-12 | 45394 | 0 | 0 | 0 | 504.83 | 504.83
2024-04-12 01:00 | 45394.0417 | 0 | 0 | 0 | 504.32 | 504.32
2024-04-12 02:00 | 45394.0833 | 0 | 0 | 0 | 505.86 | 505.86
2024-04-12 03:00 | 45394.125 | 0 | 0 | 0 | 508.42 | 508.42
2024-04-12 04:00 | 45394.1667 | 0 | 0 | 0 | 508.92 | 508.92
2024-04-12 05:00 | 45394.2083 | 0 | 0 | 0 | 510.47 | 510.47
2024-04-12 06:00 | 45394.25 | 0 | 0 | 0 | 833.02 | 833.02
2024-04-12 07:00 | 45394.2917 | 1.73 | 1.73 | 0 | 1109.51 | 1111.24
2024-04-12 08:00 | 45394.3333 | 40.32 | 40.32 | 0 | 971.77 | 1012.09
2024-04-12 09:00 | 45394.375 | 103.85 | 103.85 | 0 | 1045.51 | 1149.36
2024-04-12 10:00 | 45394.4167 | 134.26 | 134.26 | 0 | 1160.19 | 1294.45
2024-04-12 11:00 | 45394.4583 | 161.33 | 161.33 | 0 | 1070.59 | 1231.92
2024-04-12 12:00 | 45394.5 | 228.32 | 228.32 | 0 | 900.1 | 1128.42
2024-04-12 13:00 | 45394.5417 | 222.03 | 222.03 | 0 | 799.23 | 1021.26
2024-04-12 14:00 | 45394.5833 | 118.16 | 118.16 | 0 | 938.49 | 1056.65
2024-04-12 15:00 | 45394.625 | 34.33 | 34.33 | 0 | 920.07 | 954.4
2024-04-12 16:00 | 45394.6667 | 1.94 | 1.94 | 0 | 764.41 | 766.35
2024-04-12 17:00 | 45394.7083 | 0 | 0 | 0 | 832 | 832
2024-04-12 18:00 | 45394.75 | 0 | 0 | 0 | 842.24 | 842.24
2024-04-12 19:00 | 45394.7917 | 0 | 0 | 0 | 826.37 | 826.37
2024-04-12 20:00 | 45394.8333 | 0 | 0 | 0 | 819.2 | 819.2
2024-04-12 21:00 | 45394.875 | 0 | 0 | 0 | 611.84 | 611.84
2024-04-12 22:00 | 45394.9167 | 0 | 0 | 0 | 521.22 | 521.22
2024-04-12 23:00 | 45394.9583 | 0 | 0 | 0 | 520.19 | 520.19
2024-05-12 | 45424 | 0 | 0 | 0 | 518.66 | 518.66
2024-05-12 01:00 | 45424.0417 | 0 | 0 | 0 | 518.14 | 518.14
2024-05-12 02:00 | 45424.0833 | 0 | 0 | 0 | 515.58 | 515.58
2024-05-12 03:00 | 45424.125 | 0 | 0 | 0 | 514.05 | 514.05
2024-05-12 04:00 | 45424.1667 | 0 | 0 | 0 | 511.49 | 511.49
2024-05-12 05:00 | 45424.2083 | 0 | 0 | 0 | 520.7 | 520.7
2024-05-12 06:00 | 45424.25 | 0 | 0 | 0 | 854.53 | 854.53
2024-05-12 07:00 | 45424.2917 | 11.04 | 11.04 | 0 | 1172.99 | 1184.03
2024-05-12 08:00 | 45424.3333 | 129.52 | 129.52 | 0 | 1026.56 | 1156.08
2024-05-12 09:00 | 45424.375 | 231.72 | 231.72 | 0 | 880.13 | 1111.85
2024-05-12 10:00 | 45424.4167 | 294.13 | 294.13 | 0 | 852.48 | 1146.61
2024-05-12 11:00 | 45424.4583 | 331.45 | 331.45 | 0 | 705.03 | 1036.48
2024-05-12 12:00 | 45424.5 | 329.74 | 329.74 | 0 | 839.68 | 1169.42
2024-05-12 13:00 | 45424.5417 | 270.82 | 270.82 | 0 | 441.85 | 712.67
2024-05-12 14:00 | 45424.5833 | 158.52 | 158.52 | 0 | 896.51 | 1055.03
2024-05-12 15:00 | 45424.625 | 50.42 | 50.42 | 0 | 757.25 | 807.67
2024-05-12 16:00 | 45424.6667 | 4.79 | 4.79 | 0 | 839.68 | 844.47
2024-05-12 17:00 | 45424.7083 | 0 | 0 | 0 | 807.94 | 807.94
2024-05-12 18:00 | 45424.75 | 0 | 0 | 0 | 815.61 | 815.61
2024-05-12 19:00 | 45424.7917 | 0 | 0 | 0 | 698.37 | 698.37
2024-05-12 20:00 | 45424.8333 | 0 | 0 | 0 | 561.67 | 561.67
2024-05-12 21:00 | 45424.875 | 0 | 0 | 0 | 515.07 | 515.07
2024-05-12 22:00 | 45424.9167 | 0 | 0 | 0 | 513.02 | 513.02
2024-05-12 23:00 | 45424.9583 | 0 | 0 | 0 | 513.03 | 513.03
2024-06-12 | 45455 | 0 | 0 | 0 | 509.44 | 509.44
2024-06-12 01:00 | 45455.0417 | 0 | 0 | 0 | 505.85 | 505.85
2024-06-12 02:00 | 45455.0833 | 0 | 0 | 0 | 493.57 | 493.57
2024-06-12 03:00 | 45455.125 | 0 | 0 | 0 | 489.47 | 489.47
2024-06-12 04:00 | 45455.1667 | 0 | 0 | 0 | 493.57 | 493.57
2024-06-12 05:00 | 45455.2083 | 0 | 0 | 0 | 502.27 | 502.27
2024-06-12 06:00 | 45455.25 | 0 | 0 | 0 | 798.21 | 798.21
2024-06-12 07:00 | 45455.2917 | 4.05 | 4.05 | 0 | 1195.52 | 1199.57
2024-06-12 08:00 | 45455.3333 | 60.11 | 60.11 | 0 | 1137.66 | 1197.77
2024-06-12 09:00 | 45455.375 | 82.95 | 82.95 | 0 | 944.13 | 1027.08
2024-06-12 10:00 | 45455.4167 | 83.94 | 83.94 | 0 | 957.44 | 1041.38
2024-06-12 11:00 | 45455.4583 | 64.62 | 64.62 | 0 | 1141.76 | 1206.38
2024-06-12 12:00 | 45455.5 | 91.45 | 91.45 | 0 | 988.67 | 1080.12
2024-06-12 13:00 | 45455.5417 | 137.92 | 137.92 | 0 | 865.8 | 1003.72
2024-06-12 14:00 | 45455.5833 | 165.1 | 165.1 | 0 | 1019.39 | 1184.49
2024-06-12 15:00 | 45455.625 | 54.79 | 54.79 | 0 | 861.69 | 916.48
2024-06-12 16:00 | 45455.6667 | 4.64 | 4.64 | 0 | 819.2 | 823.84
2024-06-12 17:00 | 45455.7083 | 0 | 0 | 0 | 808.45 | 808.45
2024-06-12 18:00 | 45455.75 | 0 | 0 | 0 | 847.87 | 847.87
2024-06-12 19:00 | 45455.7917 | 0 | 0 | 0 | 836.1 | 836.1
2024-06-12 20:00 | 45455.8333 | 0 | 0 | 0 | 848.9 | 848.9
2024-06-12 21:00 | 45455.875 | 0 | 0 | 0 | 716.8 | 716.8
2024-06-12 22:00 | 45455.9167 | 0 | 0 | 0 | 504.32 | 504.32
2024-06-12 23:00 | 45455.9583 | 0 | 0 | 0 | 511.48 | 511.48
2024-07-12 | 45485 | 0 | 0 | 0 | 512.52 | 512.52
2024-07-12 01:00 | 45485.0417 | 0 | 0 | 0 | 515.07 | 515.07
2024-07-12 02:00 | 45485.0833 | 0 | 0 | 0 | 516.61 | 516.61
2024-07-12 03:00 | 45485.125 | 0 | 0 | 0 | 515.07 | 515.07
2024-07-12 04:00 | 45485.1667 | 0 | 0 | 0 | 505.85 | 505.85
2024-07-12 05:00 | 45485.2083 | 0 | 0 | 0 | 499.72 | 499.72
2024-07-12 06:00 | 45485.25 | 0 | 0 | 0 | 808.96 | 808.96
2024-07-12 07:00 | 45485.2917 | 10.01 | 10.01 | 0 | 850.94 | 860.95
2024-07-12 08:00 | 45485.3333 | 143.11 | 143.11 | 0 | 748.54 | 891.65
2024-07-12 09:00 | 45485.375 | 242.47 | 242.47 | 0 | 648.71 | 891.18
2024-07-12 10:00 | 45485.4167 | 292.74 | 292.74 | 0 | 404.48 | 697.22
2024-07-12 11:00 | 45485.4583 | 315.48 | 315.48 | 0 | 574.97 | 890.45
2024-07-12 12:00 | 45485.5 | 251.32 | 251.32 | 0 | 617.48 | 868.8
2024-07-12 13:00 | 45485.5417 | 273.89 | 273.89 | 0 | 414.72 | 688.61
2024-07-12 14:00 | 45485.5833 | 130.32 | 130.32 | 0 | 370.68 | 501
2024-07-12 15:00 | 45485.625 | 71.79 | 71.79 | 0 | 425.48 | 497.27
2024-07-12 16:00 | 45485.6667 | 3.9 | 3.9 | 0 | 491.52 | 495.42
2024-07-12 17:00 | 45485.7083 | 0 | 0 | 0 | 498.68 | 498.68
2024-07-12 18:00 | 45485.75 | 0 | 0 | 0 | 498.69 | 498.69
2024-07-12 19:00 | 45485.7917 | 0 | 0 | 0 | 498.18 | 498.18
2024-07-12 20:00 | 45485.8333 | 0 | 0 | 0 | 504.32 | 504.32
2024-07-12 21:00 | 45485.875 | 0 | 0 | 0 | 512 | 512
2024-07-12 22:00 | 45485.9167 | 0 | 0 | 0 | 516.09 | 516.09
2024-07-12 23:00 | 45485.9583 | 0 | 0 | 0 | 515.08 | 515.08
2024-08-12 | 45516 | 0 | 0 | 0 | 503.29 | 503.29
2024-08-12 01:00 | 45516.0417 | 0 | 0 | 0 | 493.57 | 493.57
2024-08-12 02:00 | 45516.0833 | 0 | 0 | 0 | 491.52 | 491.52
2024-08-12 03:00 | 45516.125 | 0 | 0 | 0 | 486.91 | 486.91
2024-08-12 04:00 | 45516.1667 | 0 | 0 | 0 | 483.33 | 483.33
2024-08-12 05:00 | 45516.2083 | 0 | 0 | 0 | 482.82 | 482.82
2024-08-12 06:00 | 45516.25 | 0 | 0 | 0 | 482.3 | 482.3
2024-08-12 07:00 | 45516.2917 | 1.78 | 1.78 | 0 | 477.7 | 479.48
2024-08-12 08:00 | 45516.3333 | 21.04 | 21.04 | 0 | 455.68 | 476.72
2024-08-12 09:00 | 45516.375 | 37.67 | 37.67 | 0 | 436.73 | 474.4
2024-08-12 10:00 | 45516.4167 | 42.94 | 42.94 | 0 | 435.2 | 478.14
2024-08-12 11:00 | 45516.4583 | 51.9 | 51.9 | 0 | 427.01 | 478.91
2024-08-12 12:00 | 45516.5 | 37.12 | 37.12 | 0 | 438.27 | 475.39
2024-08-12 13:00 | 45516.5417 | 45.69 | 45.69 | 0 | 429.57 | 475.26
2024-08-12 14:00 | 45516.5833 | 28.52 | 28.52 | 0 | 448 | 476.52
2024-08-12 15:00 | 45516.625 | 7.72 | 7.72 | 0 | 471.55 | 479.27
2024-08-12 16:00 | 45516.6667 | 0.04 | 0.04 | 0 | 482.31 | 482.35
2024-08-12 17:00 | 45516.7083 | 0 | 0 | 0 | 476.67 | 476.67
2024-08-12 18:00 | 45516.75 | 0 | 0 | 0 | 475.13 | 475.13
2024-08-12 19:00 | 45516.7917 | 0 | 0 | 0 | 475.65 | 475.65
2024-08-12 20:00 | 45516.8333 | 0 | 0 | 0 | 475.65 | 475.65
2024-08-12 21:00 | 45516.875 | 0 | 0 | 0 | 474.62 | 474.62
2024-08-12 22:00 | 45516.9167 | 0 | 0 | 0 | 474.12 | 474.12
2024-08-12 23:00 | 45516.9583 | 0 | 0 | 0 | 474.11 | 474.11
2024-09-12 | 45547 | 0 | 0 | 0 | 472.06 | 472.06
2024-09-12 01:00 | 45547.0417 | 0 | 0 | 0 | 472.07 | 472.07
2024-09-12 02:00 | 45547.0833 | 0 | 0 | 0 | 479.23 | 479.23
2024-09-12 03:00 | 45547.125 | 0 | 0 | 0 | 505.34 | 505.34
2024-09-12 04:00 | 45547.1667 | 0 | 0 | 0 | 473.6 | 473.6
2024-09-12 05:00 | 45547.2083 | 0 | 0 | 0 | 479.75 | 479.75
2024-09-12 06:00 | 45547.25 | 0 | 0 | 0 | 747.52 | 747.52
2024-09-12 07:00 | 45547.2917 | 2.96 | 2.96 | 0 | 1149.44 | 1152.4
2024-09-12 08:00 | 45547.3333 | 34.4 | 34.4 | 0 | 1092.09 | 1126.49
2024-09-12 09:00 | 45547.375 | 79.57 | 79.57 | 0 | 949.25 | 1028.82
2024-09-12 10:00 | 45547.4167 | 118.21 | 118.21 | 0 | 1025.54 | 1143.75
2024-09-12 11:00 | 45547.4583 | 120.67 | 120.67 | 0 | 914.94 | 1035.61
2024-09-12 12:00 | 45547.5 | 106.89 | 106.89 | 0 | 1081.86 | 1188.75
2024-09-12 13:00 | 45547.5417 | 92.85 | 92.85 | 0 | 960.51 | 1053.36
2024-09-12 14:00 | 45547.5833 | 77.66 | 77.66 | 0 | 1108.99 | 1186.65
2024-09-12 15:00 | 45547.625 | 31.25 | 31.25 | 0 | 843.26 | 874.51
2024-09-12 16:00 | 45547.6667 | 0.66 | 0.66 | 0 | 855.04 | 855.7
2024-09-12 17:00 | 45547.7083 | 0 | 0 | 0 | 821.25 | 821.25
2024-09-12 18:00 | 45547.75 | 0 | 0 | 0 | 937.47 | 937.47
2024-09-12 19:00 | 45547.7917 | 0 | 0 | 0 | 940.04 | 940.04
2024-09-12 20:00 | 45547.8333 | 0 | 0 | 0 | 903.16 | 903.16
2024-09-12 21:00 | 45547.875 | 0 | 0 | 0 | 601.6 | 601.6
2024-09-12 22:00 | 45547.9167 | 0 | 0 | 0 | 583.68 | 583.68
2024-09-12 23:00 | 45547.9583 | 0 | 0 | 0 | 586.76 | 586.76
2024-10-12 | 45577 | 0 | 0 | 0 | 584.19 | 584.19
2024-10-12 01:00 | 45577.0417 | 0 | 0 | 0 | 583.17 | 583.17
2024-10-12 02:00 | 45577.0833 | 0 | 0 | 0 | 579.58 | 579.58
2024-10-12 03:00 | 45577.125 | 0 | 0 | 0 | 571.9 | 571.9
2024-10-12 04:00 | 45577.1667 | 0 | 0 | 0 | 557.06 | 557.06
2024-10-12 05:00 | 45577.2083 | 0 | 0 | 0 | 561.15 | 561.15
2024-10-12 06:00 | 45577.25 | 0 | 0 | 0 | 712.71 | 712.71
2024-10-12 07:00 | 45577.2917 | 3.35 | 3.35 | 0 | 1098.24 | 1101.59
2024-10-12 08:00 | 45577.3333 | 95.53 | 95.53 | 0 | 985.08 | 1080.61
2024-10-12 09:00 | 45577.375 | 145.96 | 145.96 | 0 | 915.97 | 1061.93
2024-10-12 10:00 | 45577.4167 | 148.37 | 148.37 | 0 | 1084.93 | 1233.3
2024-10-12 11:00 | 45577.4583 | 185.69 | 185.69 | 0 | 791.55 | 977.24
2024-10-12 12:00 | 45577.5 | 286.82 | 286.82 | 0 | 859.14 | 1145.96
2024-10-12 13:00 | 45577.5417 | 144.93 | 144.93 | 0 | 859.13 | 1004.06
2024-10-12 14:00 | 45577.5833 | 86.31 | 86.31 | 0 | 924.68 | 1010.99
2024-10-12 15:00 | 45577.625 | 41.36 | 41.36 | 0 | 856.57 | 897.93
2024-10-12 16:00 | 45577.6667 | 2.65 | 2.65 | 0 | 867.84 | 870.49
2024-10-12 17:00 | 45577.7083 | 0 | 0 | 0 | 866.31 | 866.31
2024-10-12 18:00 | 45577.75 | 0 | 0 | 0 | 970.75 | 970.75
2024-10-12 19:00 | 45577.7917 | 0 | 0 | 0 | 956.93 | 956.93
2024-10-12 20:00 | 45577.8333 | 0 | 0 | 0 | 981.5 | 981.5
2024-10-12 21:00 | 45577.875 | 0 | 0 | 0 | 857.09 | 857.09
2024-10-12 22:00 | 45577.9167 | 0 | 0 | 0 | 547.33 | 547.33
2024-10-12 23:00 | 45577.9583 | 0 | 0 | 0 | 549.37 | 549.37
2024-11-12 | 45608 | 0 | 0 | 0 | 549.38 | 549.38
2024-11-12 01:00 | 45608.0417 | 0 | 0 | 0 | 549.89 | 549.89
2024-11-12 02:00 | 45608.0833 | 0 | 0 | 0 | 543.74 | 543.74
2024-11-12 03:00 | 45608.125 | 0 | 0 | 0 | 537.6 | 537.6
2024-11-12 04:00 | 45608.1667 | 0 | 0 | 0 | 537.6 | 537.6
2024-11-12 05:00 | 45608.2083 | 0 | 0 | 0 | 550.91 | 550.91
2024-11-12 06:00 | 45608.25 | 0 | 0 | 0 | 1001.47 | 1001.47
2024-11-12 07:00 | 45608.2917 | 11.29 | 11.29 | 0 | 1210.37 | 1221.66
2024-11-12 08:00 | 45608.3333 | 118.1 | 118.1 | 0 | 1190.91 | 1309.01
2024-11-12 09:00 | 45608.375 | 222.04 | 222.04 | 0 | 1021.44 | 1243.48
2024-11-12 10:00 | 45608.4167 | 305.07 | 305.07 | 0 | 1068.55 | 1373.62
2024-11-12 11:00 | 45608.4583 | 198.34 | 198.34 | 0 | 1003.01 | 1201.35
2024-11-12 12:00 | 45608.5 | 272.98 | 272.98 | 0 | 942.59 | 1215.57
2024-11-12 13:00 | 45608.5417 | 179.63 | 179.63 | 0 | 975.36 | 1154.99
2024-11-12 14:00 | 45608.5833 | 68.09 | 68.09 | 0 | 1132.54 | 1200.63
2024-11-12 15:00 | 45608.625 | 28.25 | 28.25 | 0 | 894.47 | 922.72
2024-11-12 16:00 | 45608.6667 | 2.75 | 2.75 | 0 | 880.12 | 882.87
2024-11-12 17:00 | 45608.7083 | 0 | 0 | 0 | 909.83 | 909.83
2024-11-12 18:00 | 45608.75 | 0 | 0 | 0 | 914.43 | 914.43
2024-11-12 19:00 | 45608.7917 | 0 | 0 | 0 | 924.16 | 924.16
2024-11-12 20:00 | 45608.8333 | 0 | 0 | 0 | 908.8 | 908.8
2024-11-12 21:00 | 45608.875 | 0 | 0 | 0 | 900.61 | 900.61
2024-11-12 22:00 | 45608.9167 | 0 | 0 | 0 | 566.78 | 566.78
2024-11-12 23:00 | 45608.9583 | 0 | 0 | 0 | 552.96 | 552.96
2024-12-12 | 45638 | 0 | 0 | 0 | 539.65 | 539.65
2024-12-12 01:00 | 45638.0417 | 0 | 0 | 0 | 553.47 | 553.47
2024-12-12 02:00 | 45638.0833 | 0 | 0 | 0 | 565.25 | 565.25
2024-12-12 03:00 | 45638.125 | 0 | 0 | 0 | 569.34 | 569.34
2024-12-12 04:00 | 45638.1667 | 0 | 0 | 0 | 573.44 | 573.44
2024-12-12 05:00 | 45638.2083 | 0 | 0 | 0 | 579.08 | 579.08
2024-12-12 06:00 | 45638.25 | 0 | 0 | 0 | 889.85 | 889.85
2024-12-12 07:00 | 45638.2917 | 7.24 | 7.24 | 0 | 1160.71 | 1167.95
2024-12-12 08:00 | 45638.3333 | 112.71 | 112.71 | 0 | 1216 | 1328.71
2024-12-12 09:00 | 45638.375 | 219.72 | 219.72 | 0 | 1037.82 | 1257.54
2024-12-12 10:00 | 45638.4167 | 275.03 | 275.03 | 0 | 945.66 | 1220.69
2024-12-12 11:00 | 45638.4583 | 305.37 | 305.37 | 0 | 725 | 1030.37
2024-12-12 12:00 | 45638.5 | 300.36 | 300.36 | 0 | 947.2 | 1247.56
2024-12-12 13:00 | 45638.5417 | 249.35 | 249.35 | 0 | 771.07 | 1020.42
2024-12-12 14:00 | 45638.5833 | 144.15 | 144.15 | 0 | 806.4 | 950.55
2024-12-12 15:00 | 45638.625 | 46.6 | 46.6 | 0 | 577.02 | 623.62
2024-12-12 16:00 | 45638.6667 | 3.92 | 3.92 | 0 | 603.65 | 607.57
2024-12-12 17:00 | 45638.7083 | 0 | 0 | 0 | 672.26 | 672.26
2024-12-12 18:00 | 45638.75 | 0 | 0 | 0 | 903.16 | 903.16
2024-12-12 19:00 | 45638.7917 | 0 | 0 | 0 | 826.37 | 826.37
2024-12-12 20:00 | 45638.8333 | 0 | 0 | 0 | 924.67 | 924.67
2024-12-12 21:00 | 45638.875 | 0 | 0 | 0 | 853 | 853
2024-12-12 22:00 | 45638.9167 | 0 | 0 | 0 | 558.08 | 558.08
2024-12-12 23:00 | 45638.9583 | 0 | 0 | 0 | 559.61 | 559.61
12/13/2024 00:00:00 | 12/13/2024 00:00:00 | 0 | 0 | 0 | 561.15 | 561.15
12/13/2024 01:00:00 | 12/13/2024 01:00:00 | 0 | 0 | 0 | 567.81 | 567.81
12/13/2024 02:00:00 | 12/13/2024 02:00:00 | 0 | 0 | 0 | 562.69 | 562.69
12/13/2024 03:00:00 | 12/13/2024 03:00:00 | 0 | 0 | 0 | 560.13 | 560.13
12/13/2024 04:00:00 | 12/13/2024 04:00:00 | 0 | 0 | 0 | 533.5 | 533.5
12/13/2024 05:00:00 | 12/13/2024 05:00:00 | 0 | 0 | 0 | 559.11 | 559.11
12/13/2024 06:00:00 | 12/13/2024 06:00:00 | 0 | 0 | 0 | 969.72 | 969.72
12/13/2024 07:00:00 | 12/13/2024 07:00:00 | 6.66 | 6.66 | 0 | 954.88 | 961.54
12/13/2024 08:00:00 | 12/13/2024 08:00:00 | 118.26 | 118.26 | 0 | 1099.27 | 1217.53
12/13/2024 09:00:00 | 12/13/2024 09:00:00 | 220.73 | 220.73 | 0 | 1082.88 | 1303.61
12/13/2024 10:00:00 | 12/13/2024 10:00:00 | 277.82 | 277.82 | 0 | 898.56 | 1176.38
12/13/2024 11:00:00 | 12/13/2024 11:00:00 | 290.88 | 290.88 | 0 | 782.33 | 1073.21
12/13/2024 12:00:00 | 12/13/2024 12:00:00 | 327.76 | 327.76 | 0 | 924.68 | 1252.44
12/13/2024 13:00:00 | 12/13/2024 13:00:00 | 256.7 | 256.7 | 0 | 824.83 | 1081.53
12/13/2024 14:00:00 | 12/13/2024 14:00:00 | 146.37 | 146.37 | 0 | 916.99 | 1063.36
12/13/2024 15:00:00 | 12/13/2024 15:00:00 | 45.97 | 45.97 | 0 | 875.52 | 921.49
12/13/2024 16:00:00 | 12/13/2024 16:00:00 | 2.85 | 2.85 | 0 | 913.41 | 916.26
12/13/2024 17:00:00 | 12/13/2024 17:00:00 | 0 | 0 | 0 | 934.4 | 934.4
12/13/2024 18:00:00 | 12/13/2024 18:00:00 | 0 | 0 | 0 | 925.69 | 925.69
12/13/2024 19:00:00 | 12/13/2024 19:00:00 | 0 | 0 | 0 | 812.04 | 812.04
12/13/2024 20:00:00 | 12/13/2024 20:00:00 | 0 | 0 | 0 | 932.86 | 932.86
12/13/2024 21:00:00 | 12/13/2024 21:00:00 | 0 | 0 | 0 | 761.34 | 761.34
12/13/2024 22:00:00 | 12/13/2024 22:00:00 | 0 | 0 | 0 | 569.86 | 569.86
12/13/2024 23:00:00 | 12/13/2024 23:00:00 | 0 | 0 | 0 | 565.76 | 565.76
12/14/2024 00:00:00 | 12/14/2024 00:00:00 | 0 | 0 | 0 | 565.25 | 565.25
12/14/2024 01:00:00 | 12/14/2024 01:00:00 | 0 | 0 | 0 | 564.73 | 564.73
12/14/2024 02:00:00 | 12/14/2024 02:00:00 | 0 | 0 | 0 | 564.74 | 564.74
12/14/2024 03:00:00 | 12/14/2024 03:00:00 | 0 | 0 | 0 | 559.1 | 559.1
12/14/2024 04:00:00 | 12/14/2024 04:00:00 | 0 | 0 | 0 | 558.6 | 558.6
12/14/2024 05:00:00 | 12/14/2024 05:00:00 | 0 | 0 | 0 | 567.8 | 567.8
12/14/2024 06:00:00 | 12/14/2024 06:00:00 | 0 | 0 | 0 | 815.11 | 815.11
12/14/2024 07:00:00 | 12/14/2024 07:00:00 | 2.71 | 2.71 | 0 | 973.82 | 976.53
12/14/2024 08:00:00 | 12/14/2024 08:00:00 | 45.18 | 45.18 | 0 | 870.4 | 915.58
12/14/2024 09:00:00 | 12/14/2024 09:00:00 | 116.26 | 116.26 | 0 | 775.17 | 891.43
12/14/2024 10:00:00 | 12/14/2024 10:00:00 | 147.84 | 147.84 | 0 | 842.24 | 990.08
12/14/2024 11:00:00 | 12/14/2024 11:00:00 | 159.06 | 159.06 | 0 | 795.65 | 954.71
12/14/2024 12:00:00 | 12/14/2024 12:00:00 | 225.88 | 225.88 | 0 | 705.02 | 930.9
12/14/2024 13:00:00 | 12/14/2024 13:00:00 | 156.97 | 156.97 | 0 | 508.42 | 665.39
12/14/2024 14:00:00 | 12/14/2024 14:00:00 | 137.01 | 137.01 | 0 | 386.56 | 523.57
12/14/2024 15:00:00 | 12/14/2024 15:00:00 | 41.4 | 41.4 | 0 | 471.55 | 512.95
12/14/2024 16:00:00 | 12/14/2024 16:00:00 | 2.17 | 2.17 | 0 | 507.9 | 510.07
12/14/2024 17:00:00 | 12/14/2024 17:00:00 | 0 | 0 | 0 | 512 | 512
12/14/2024 18:00:00 | 12/14/2024 18:00:00 | 0 | 0 | 0 | 510.47 | 510.47
12/14/2024 19:00:00 | 12/14/2024 19:00:00 | 0 | 0 | 0 | 513.02 | 513.02
12/14/2024 20:00:00 | 12/14/2024 20:00:00 | 0 | 0 | 0 | 514.56 | 514.56
12/14/2024 21:00:00 | 12/14/2024 21:00:00 | 0 | 0 | 0 | 511.49 | 511.49
12/14/2024 22:00:00 | 12/14/2024 22:00:00 | 0 | 0 | 0 | 510.98 | 510.98
12/14/2024 23:00:00 | 12/14/2024 23:00:00 | 0 | 0 | 0 | 509.44 | 509.44
12/15/2024 00:00:00 | 12/15/2024 00:00:00 | 0 | 0 | 0 | 509.44 | 509.44
12/15/2024 01:00:00 | 12/15/2024 01:00:00 | 0 | 0 | 0 | 508.92 | 508.92
12/15/2024 02:00:00 | 12/15/2024 02:00:00 | 0 | 0 | 0 | 507.4 | 507.4
12/15/2024 03:00:00 | 12/15/2024 03:00:00 | 0 | 0 | 0 | 504.32 | 504.32
12/15/2024 04:00:00 | 12/15/2024 04:00:00 | 0 | 0 | 0 | 500.22 | 500.22
12/15/2024 05:00:00 | 12/15/2024 05:00:00 | 0 | 0 | 0 | 502.78 | 502.78
12/15/2024 06:00:00 | 12/15/2024 06:00:00 | 0 | 0 | 0 | 501.76 | 501.76
12/15/2024 07:00:00 | 12/15/2024 07:00:00 | 9.2 | 9.2 | 0 | 483.84 | 493.04
12/15/2024 08:00:00 | 12/15/2024 08:00:00 | 119.02 | 119.02 | 0 | 369.67 | 488.69
12/15/2024 09:00:00 | 12/15/2024 09:00:00 | 216.45 | 216.45 | 0 | 278.01 | 494.46
12/15/2024 10:00:00 | 12/15/2024 10:00:00 | 271.71 | 271.71 | 0 | 225.8 | 497.51
12/15/2024 11:00:00 | 12/15/2024 11:00:00 | 305.3 | 305.3 | 0 | 192 | 497.3
12/15/2024 12:00:00 | 12/15/2024 12:00:00 | 309.99 | 309.99 | 0 | 188.92 | 498.91
12/15/2024 13:00:00 | 12/15/2024 13:00:00 | 244.88 | 244.88 | 0 | 251.4 | 496.28
12/15/2024 14:00:00 | 12/15/2024 14:00:00 | 146.11 | 146.11 | 0 | 338.94 | 485.05
12/15/2024 15:00:00 | 12/15/2024 15:00:00 | 46.85 | 46.85 | 0 | 434.69 | 481.54
12/15/2024 16:00:00 | 12/15/2024 16:00:00 | 4.08 | 4.08 | 0 | 476.67 | 480.75
12/15/2024 17:00:00 | 12/15/2024 17:00:00 | 0 | 0 | 0 | 485.89 | 485.89
12/15/2024 18:00:00 | 12/15/2024 18:00:00 | 0 | 0 | 0 | 483.84 | 483.84
12/15/2024 19:00:00 | 12/15/2024 19:00:00 | 0 | 0 | 0 | 484.35 | 484.35
12/15/2024 20:00:00 | 12/15/2024 20:00:00 | 0 | 0 | 0 | 490.5 | 490.5
12/15/2024 21:00:00 | 12/15/2024 21:00:00 | 0 | 0 | 0 | 493.05 | 493.05
12/15/2024 22:00:00 | 12/15/2024 22:00:00 | 0 | 0 | 0 | 498.69 | 498.69
12/15/2024 23:00:00 | 12/15/2024 23:00:00 | 0 | 0 | 0 | 497.66 | 497.66
12/16/2024 00:00:00 | 12/16/2024 00:00:00 | 0 | 0 | 0 | 497.16 | 497.16
12/16/2024 01:00:00 | 12/16/2024 01:00:00 | 0 | 0 | 0 | 496.12 | 496.12
12/16/2024 02:00:00 | 12/16/2024 02:00:00 | 0 | 0 | 0 | 495.62 | 495.62
12/16/2024 03:00:00 | 12/16/2024 03:00:00 | 0 | 0 | 0 | 502.27 | 502.27
12/16/2024 04:00:00 | 12/16/2024 04:00:00 | 0 | 0 | 0 | 504.83 | 504.83
12/16/2024 05:00:00 | 12/16/2024 05:00:00 | 0 | 0 | 0 | 519.68 | 519.68
12/16/2024 06:00:00 | 12/16/2024 06:00:00 | 0 | 0 | 0 | 731.14 | 731.14
12/16/2024 07:00:00 | 12/16/2024 07:00:00 | 0.58 | 0.58 | 0 | 889.34 | 889.92
12/16/2024 08:00:00 | 12/16/2024 08:00:00 | 30.65 | 30.65 | 0 | 861.19 | 891.84
12/16/2024 09:00:00 | 12/16/2024 09:00:00 | 191.47 | 191.47 | 0 | 755.2 | 946.67
12/16/2024 10:00:00 | 12/16/2024 10:00:00 | 237.09 | 237.09 | 0 | 672.25 | 909.34
12/16/2024 11:00:00 | 12/16/2024 11:00:00 | 234.36 | 234.36 | 0 | 513.03 | 747.39
12/16/2024 12:00:00 | 12/16/2024 12:00:00 | 207.02 | 207.02 | 0 | 581.12 | 788.14
12/16/2024 13:00:00 | 12/16/2024 13:00:00 | 167.94 | 167.94 | 0 | 752.13 | 920.07
12/16/2024 14:00:00 | 12/16/2024 14:00:00 | 126.68 | 126.68 | 0 | 680.44 | 807.12
12/16/2024 15:00:00 | 12/16/2024 15:00:00 | 53.5 | 53.5 | 0 | 831.49 | 884.99
12/16/2024 16:00:00 | 12/16/2024 16:00:00 | 4.71 | 4.71 | 0 | 794.11 | 798.82
12/16/2024 17:00:00 | 12/16/2024 17:00:00 | 0 | 0 | 0 | 840.2 | 840.2
12/16/2024 18:00:00 | 12/16/2024 18:00:00 | 0 | 0 | 0 | 835.58 | 835.58
12/16/2024 19:00:00 | 12/16/2024 19:00:00 | 0 | 0 | 0 | 869.89 | 869.89
12/16/2024 20:00:00 | 12/16/2024 20:00:00 | 0 | 0 | 0 | 710.14 | 710.14
12/16/2024 21:00:00 | 12/16/2024 21:00:00 | 0 | 0 | 0 | 784.39 | 784.39
12/16/2024 22:00:00 | 12/16/2024 22:00:00 | 0 | 0 | 0 | 512.51 | 512.51
12/16/2024 23:00:00 | 12/16/2024 23:00:00 | 0 | 0 | 0 | 512 | 512
12/17/2024 00:00:00 | 12/17/2024 00:00:00 | 0 | 0 | 0 | 512.51 | 512.51
12/17/2024 01:00:00 | 12/17/2024 01:00:00 | 0 | 0 | 0 | 511.49 | 511.49
12/17/2024 02:00:00 | 12/17/2024 02:00:00 | 0 | 0 | 0 | 511.49 | 511.49
12/17/2024 03:00:00 | 12/17/2024 03:00:00 | 0 | 0 | 0 | 508.41 | 508.41
12/17/2024 04:00:00 | 12/17/2024 04:00:00 | 0 | 0 | 0 | 500.23 | 500.23
12/17/2024 05:00:00 | 12/17/2024 05:00:00 | 0 | 0 | 0 | 526.84 | 526.84
12/17/2024 06:00:00 | 12/17/2024 06:00:00 | 0 | 0 | 0 | 975.36 | 975.36
12/17/2024 07:00:00 | 12/17/2024 07:00:00 | 0.96 | 0.96 | 0 | 947.72 | 948.68
12/17/2024 08:00:00 | 12/17/2024 08:00:00 | 23.79 | 23.79 | 0 | 999.42 | 1023.21
12/17/2024 09:00:00 | 12/17/2024 09:00:00 | 90.14 | 90.14 | 0 | 911.36 | 1001.5
12/17/2024 10:00:00 | 12/17/2024 10:00:00 | 118.22 | 118.22 | 0 | 850.94 | 969.16
12/17/2024 11:00:00 | 12/17/2024 11:00:00 | 120.97 | 120.97 | 0 | 865.8 | 986.77
12/17/2024 12:00:00 | 12/17/2024 12:00:00 | 124.34 | 124.34 | 0 | 713.72 | 838.06
12/17/2024 13:00:00 | 12/17/2024 13:00:00 | 128.92 | 128.92 | 0 | 577.54 | 706.46
12/17/2024 14:00:00 | 12/17/2024 14:00:00 | 140.28 | 140.28 | 0 | 550.91 | 691.19
12/17/2024 15:00:00 | 12/17/2024 15:00:00 | 47.88 | 47.88 | 0 | 633.35 | 681.23
12/17/2024 16:00:00 | 12/17/2024 16:00:00 | 2.36 | 2.36 | 0 | 645.63 | 647.99
12/17/2024 17:00:00 | 12/17/2024 17:00:00 | 0 | 0 | 0 | 643.58 | 643.58
12/17/2024 18:00:00 | 12/17/2024 18:00:00 | 0 | 0 | 0 | 504.83 | 504.83
12/17/2024 19:00:00 | 12/17/2024 19:00:00 | 0 | 0 | 0 | 499.72 | 499.72
12/17/2024 20:00:00 | 12/17/2024 20:00:00 | 0 | 0 | 0 | 505.85 | 505.85
12/17/2024 21:00:00 | 12/17/2024 21:00:00 | 0 | 0 | 0 | 502.27 | 502.27
12/17/2024 22:00:00 | 12/17/2024 22:00:00 | 0 | 0 | 0 | 493.57 | 493.57
12/17/2024 23:00:00 | 12/17/2024 23:00:00 | 0 | 0 | 0 | 498.18 | 498.18
12/18/2024 00:00:00 | 12/18/2024 00:00:00 | 0 | 0 | 0 | 492.54 | 492.54
12/18/2024 01:00:00 | 12/18/2024 01:00:00 | 0 | 0 | 0 | 496.13 | 496.13
12/18/2024 02:00:00 | 12/18/2024 02:00:00 | 0 | 0 | 0 | 493.06 | 493.06
12/18/2024 03:00:00 | 12/18/2024 03:00:00 | 0 | 0 | 0 | 492.03 | 492.03
12/18/2024 04:00:00 | 12/18/2024 04:00:00 | 0 | 0 | 0 | 492.03 | 492.03
12/18/2024 05:00:00 | 12/18/2024 05:00:00 | 0 | 0 | 0 | 548.35 | 548.35
12/18/2024 06:00:00 | 12/18/2024 06:00:00 | 0 | 0 | 0 | 842.24 | 842.24
12/18/2024 07:00:00 | 12/18/2024 07:00:00 | 0.17 | 0.17 | 0 | 858.63 | 858.8
12/18/2024 08:00:00 | 12/18/2024 08:00:00 | 13.22 | 13.22 | 0 | 907.77 | 920.99
12/18/2024 09:00:00 | 12/18/2024 09:00:00 | 50.47 | 50.47 | 0 | 876.03 | 926.5
12/18/2024 10:00:00 | 12/18/2024 10:00:00 | 47.17 | 47.17 | 0 | 963.08 | 1010.25
12/18/2024 11:00:00 | 12/18/2024 11:00:00 | 92.54 | 92.54 | 0 | 891.9 | 984.44
12/18/2024 12:00:00 | 12/18/2024 12:00:00 | 59.43 | 59.43 | 0 | 793.09 | 852.52
12/18/2024 13:00:00 | 12/18/2024 13:00:00 | 58.84 | 58.84 | 0 | 923.13 | 981.97
12/18/2024 14:00:00 | 12/18/2024 14:00:00 | 34.89 | 34.89 | 0 | 877.57 | 912.46
12/18/2024 15:00:00 | 12/18/2024 15:00:00 | 17.85 | 17.85 | 0 | 715.78 | 733.63
12/18/2024 16:00:00 | 12/18/2024 16:00:00 | 0.75 | 0.75 | 0 | 743.93 | 744.68
12/18/2024 17:00:00 | 12/18/2024 17:00:00 | 0 | 0 | 0 | 638.47 | 638.47
12/18/2024 18:00:00 | 12/18/2024 18:00:00 | 0 | 0 | 0 | 528.89 | 528.89
12/18/2024 19:00:00 | 12/18/2024 19:00:00 | 0 | 0 | 0 | 519.17 | 519.17
12/18/2024 20:00:00 | 12/18/2024 20:00:00 | 0 | 0 | 0 | 516.61 | 516.61
12/18/2024 21:00:00 | 12/18/2024 21:00:00 | 0 | 0 | 0 | 511.49 | 511.49
12/18/2024 22:00:00 | 12/18/2024 22:00:00 | 0 | 0 | 0 | 506.88 | 506.88
12/18/2024 23:00:00 | 12/18/2024 23:00:00 | 0 | 0 | 0 | 507.9 | 507.9
12/19/2024 00:00:00 | 12/19/2024 00:00:00 | 0 | 0 | 0 | 507.39 | 507.39
12/19/2024 01:00:00 | 12/19/2024 01:00:00 | 0 | 0 | 0 | 504.32 | 504.32
12/19/2024 02:00:00 | 12/19/2024 02:00:00 | 0 | 0 | 0 | 502.28 | 502.28
12/19/2024 03:00:00 | 12/19/2024 03:00:00 | 0 | 0 | 0 | 501.24 | 501.24
12/19/2024 04:00:00 | 12/19/2024 04:00:00 | 0 | 0 | 0 | 502.28 | 502.28
12/19/2024 05:00:00 | 12/19/2024 05:00:00 | 0 | 0 | 0 | 500.22 | 500.22
12/19/2024 06:00:00 | 12/19/2024 06:00:00 | 0 | 0 | 0 | 503.3 | 503.3
12/19/2024 07:00:00 | 12/19/2024 07:00:00 | 0.43 | 0.43 | 0 | 658.43 | 658.86
12/19/2024 08:00:00 | 12/19/2024 08:00:00 | 6.2 | 6.2 | 0 | 689.66 | 695.86
12/19/2024 09:00:00 | 12/19/2024 09:00:00 | 13.59 | 13.59 | 0 | 661.51 | 675.1
12/19/2024 10:00:00 | 12/19/2024 10:00:00 | 20.37 | 20.37 | 0 | 656.38 | 676.75
12/19/2024 11:00:00 | 12/19/2024 11:00:00 | 31.03 | 31.03 | 0 | 623.1 | 654.13
12/19/2024 12:00:00 | 12/19/2024 12:00:00 | 41.72 | 41.72 | 0 | 477.19 | 518.91
12/19/2024 13:00:00 | 12/19/2024 13:00:00 | 33.12 | 33.12 | 0 | 650.24 | 683.36
12/19/2024 14:00:00 | 12/19/2024 14:00:00 | 22.45 | 22.45 | 0 | 644.61 | 667.06
12/19/2024 15:00:00 | 12/19/2024 15:00:00 | 6.23 | 6.23 | 0 | 651.26 | 657.49
12/19/2024 16:00:00 | 12/19/2024 16:00:00 | 0.5 | 0.5 | 0 | 506.37 | 506.87
12/19/2024 17:00:00 | 12/19/2024 17:00:00 | 0 | 0 | 0 | 495.1 | 495.1
12/19/2024 18:00:00 | 12/19/2024 18:00:00 | 0 | 0 | 0 | 497.15 | 497.15
12/19/2024 19:00:00 | 12/19/2024 19:00:00 | 0 | 0 | 0 | 503.3 | 503.3
12/19/2024 20:00:00 | 12/19/2024 20:00:00 | 0 | 0 | 0 | 502.27 | 502.27
12/19/2024 21:00:00 | 12/19/2024 21:00:00 | 0 | 0 | 0 | 503.81 | 503.81
12/19/2024 22:00:00 | 12/19/2024 22:00:00 | 0 | 0 | 0 | 501.25 | 501.25
12/19/2024 23:00:00 | 12/19/2024 23:00:00 | 0 | 0 | 0 | 503.29 | 503.29
12/20/2024 00:00:00 | 12/20/2024 00:00:00 | 0 | 0 | 0 | 501.76 | 501.76
12/20/2024 01:00:00 | 12/20/2024 01:00:00 | 0 | 0 | 0 | 500.74 | 500.74
12/20/2024 02:00:00 | 12/20/2024 02:00:00 | 0 | 0 | 0 | 503.81 | 503.81
12/20/2024 03:00:00 | 12/20/2024 03:00:00 | 0 | 0 | 0 | 503.81 | 503.81
12/20/2024 04:00:00 | 12/20/2024 04:00:00 | 0 | 0 | 0 | 509.95 | 509.95
12/20/2024 05:00:00 | 12/20/2024 05:00:00 | 0 | 0 | 0 | 512 | 512
12/20/2024 06:00:00 | 12/20/2024 06:00:00 | 0 | 0 | 0 | 516.09 | 516.09
12/20/2024 07:00:00 | 12/20/2024 07:00:00 | 0 | 0 | 0 | 672.77 | 672.77
12/20/2024 08:00:00 | 12/20/2024 08:00:00 | 2.54 | 2.54 | 0 | 708.61 | 711.15
12/20/2024 09:00:00 | 12/20/2024 09:00:00 | 16.55 | 16.55 | 0 | 678.91 | 695.46
12/20/2024 10:00:00 | 12/20/2024 10:00:00 | 48.61 | 48.61 | 0 | 644.1 | 692.71
12/20/2024 11:00:00 | 12/20/2024 11:00:00 | 85.82 | 85.82 | 0 | 572.93 | 658.75
12/20/2024 12:00:00 | 12/20/2024 12:00:00 | 144.36 | 144.36 | 0 | 430.08 | 574.44
12/20/2024 13:00:00 | 12/20/2024 13:00:00 | 142.01 | 142.01 | 0 | 545.28 | 687.29
12/20/2024 14:00:00 | 12/20/2024 14:00:00 | 229.59 | 229.59 | 0 | 474.62 | 704.21
12/20/2024 15:00:00 | 12/20/2024 15:00:00 | 84.75 | 84.75 | 0 | 604.67 | 689.42
12/20/2024 16:00:00 | 12/20/2024 16:00:00 | 3.89 | 3.89 | 0 | 542.21 | 546.1
12/20/2024 17:00:00 | 12/20/2024 17:00:00 | 0 | 0 | 0 | 512 | 512
12/20/2024 18:00:00 | 12/20/2024 18:00:00 | 0 | 0 | 0 | 501.76 | 501.76
12/20/2024 19:00:00 | 12/20/2024 19:00:00 | 0 | 0 | 0 | 497.66 | 497.66
12/20/2024 20:00:00 | 12/20/2024 20:00:00 | 0 | 0 | 0 | 497.16 | 497.16
12/20/2024 21:00:00 | 12/20/2024 21:00:00 | 0 | 0 | 0 | 522.75 | 522.75
12/20/2024 22:00:00 | 12/20/2024 22:00:00 | 0 | 0 | 0 | 517.63 | 517.63
12/20/2024 23:00:00 | 12/20/2024 23:00:00 | 0 | 0 | 0 | 505.34 | 505.34
12/21/2024 00:00:00 | 12/21/2024 00:00:00 | 0 | 0 | 0 | 497.67 | 497.67
12/21/2024 01:00:00 | 12/21/2024 01:00:00 | 0 | 0 | 0 | 492.03 | 492.03
12/21/2024 02:00:00 | 12/21/2024 02:00:00 | 0 | 0 | 0 | 487.42 | 487.42
12/21/2024 03:00:00 | 12/21/2024 03:00:00 | 0 | 0 | 0 | 486.92 | 486.92
12/21/2024 04:00:00 | 12/21/2024 04:00:00 | 0 | 0 | 0 | 493.56 | 493.56
12/21/2024 05:00:00 | 12/21/2024 05:00:00 | 0 | 0 | 0 | 495.62 | 495.62
12/21/2024 06:00:00 | 12/21/2024 06:00:00 | 0 | 0 | 0 | 497.15 | 497.15
12/21/2024 07:00:00 | 12/21/2024 07:00:00 | 3.91 | 3.91 | 0 | 490.5 | 494.41
12/21/2024 08:00:00 | 12/21/2024 08:00:00 | 108.95 | 108.95 | 0 | 355.84 | 464.79
12/21/2024 09:00:00 | 12/21/2024 09:00:00 | 223.49 | 223.49 | 0 | 200.19 | 423.68
12/21/2024 10:00:00 | 12/21/2024 10:00:00 | 282.64 | 282.64 | 0 | 131.07 | 413.71
12/21/2024 11:00:00 | 12/21/2024 11:00:00 | 314.51 | 314.51 | 0 | 96.77 | 411.28
12/21/2024 12:00:00 | 12/21/2024 12:00:00 | 313.63 | 313.63 | 0 | 96.77 | 410.4
12/21/2024 13:00:00 | 12/21/2024 13:00:00 | 262.06 | 262.06 | 0 | 148.99 | 411.05
12/21/2024 14:00:00 | 12/21/2024 14:00:00 | 154.81 | 154.81 | 0 | 247.81 | 402.62
12/21/2024 15:00:00 | 12/21/2024 15:00:00 | 50.75 | 50.75 | 0 | 345.6 | 396.35
12/21/2024 16:00:00 | 12/21/2024 16:00:00 | 4.83 | 4.83 | 0 | 393.21 | 398.04
12/21/2024 17:00:00 | 12/21/2024 17:00:00 | 0 | 0 | 0 | 311.81 | 311.81
12/21/2024 18:00:00 | 12/21/2024 18:00:00 | 0 | 0 | 0 | 287.23 | 287.23
12/21/2024 19:00:00 | 12/21/2024 19:00:00 | 0 | 0 | 0 | 288.77 | 288.77
12/21/2024 20:00:00 | 12/21/2024 20:00:00 | 0 | 0 | 0 | 289.28 | 289.28
12/21/2024 21:00:00 | 12/21/2024 21:00:00 | 0 | 0 | 0 | 290.31 | 290.31
12/21/2024 22:00:00 | 12/21/2024 22:00:00 | 0 | 0 | 0 | 288.25 | 288.25
12/21/2024 23:00:00 | 12/21/2024 23:00:00 | 0 | 0 | 0 | 289.79 | 289.79
12/22/2024 00:00:00 | 12/22/2024 00:00:00 | 0 | 0 | 0 | 288.77 | 288.77
12/22/2024 01:00:00 | 12/22/2024 01:00:00 | 0 | 0 | 0 | 289.28 | 289.28
12/22/2024 02:00:00 | 12/22/2024 02:00:00 | 0 | 0 | 0 | 289.79 | 289.79
12/22/2024 03:00:00 | 12/22/2024 03:00:00 | 0 | 0 | 0 | 290.82 | 290.82
12/22/2024 04:00:00 | 12/22/2024 04:00:00 | 0 | 0 | 0 | 290.82 | 290.82
12/22/2024 05:00:00 | 12/22/2024 05:00:00 | 0 | 0 | 0 | 291.32 | 291.32
12/22/2024 06:00:00 | 12/22/2024 06:00:00 | 0 | 0 | 0 | 291.84 | 291.84
12/22/2024 07:00:00 | 12/22/2024 07:00:00 | 0.38 | 0.38 | 0 | 291.33 | 291.71
12/22/2024 08:00:00 | 12/22/2024 08:00:00 | 24.55 | 24.55 | 0 | 265.22 | 289.77
12/22/2024 09:00:00 | 12/22/2024 09:00:00 | 76.05 | 76.05 | 0 | 216.06 | 292.11
12/22/2024 10:00:00 | 12/22/2024 10:00:00 | 258.59 | 258.59 | 17.03 | 62.47 | 304.03
12/22/2024 11:00:00 | 12/22/2024 11:00:00 | 289.11 | 289.11 | 25.6 | 40.96 | 304.47
12/22/2024 12:00:00 | 12/22/2024 12:00:00 | 211.84 | 211.84 | 12.22 | 99.84 | 299.46
12/22/2024 13:00:00 | 12/22/2024 13:00:00 | 38.92 | 38.92 | 0 | 247.29 | 286.21
12/22/2024 14:00:00 | 12/22/2024 14:00:00 | 20.98 | 20.98 | 0 | 260.61 | 281.59
12/22/2024 15:00:00 | 12/22/2024 15:00:00 | 10.59 | 10.59 | 0 | 267.26 | 277.85
12/22/2024 16:00:00 | 12/22/2024 16:00:00 | 0.1 | 0.1 | 0 | 280.58 | 280.68
12/22/2024 17:00:00 | 12/22/2024 17:00:00 | 0 | 0 | 0 | 280.58 | 280.58
12/22/2024 18:00:00 | 12/22/2024 18:00:00 | 0 | 0 | 0 | 281.08 | 281.08
12/22/2024 19:00:00 | 12/22/2024 19:00:00 | 0 | 0 | 0 | 282.63 | 282.63
12/22/2024 20:00:00 | 12/22/2024 20:00:00 | 0 | 0 | 0 | 282.11 | 282.11
12/22/2024 21:00:00 | 12/22/2024 21:00:00 | 0 | 0 | 0 | 281.6 | 281.6
12/22/2024 22:00:00 | 12/22/2024 22:00:00 | 0 | 0 | 0 | 281.6 | 281.6
12/22/2024 23:00:00 | 12/22/2024 23:00:00 | 0 | 0 | 0 | 281.6 | 281.6
12/23/2024 00:00:00 | 12/23/2024 00:00:00 | 0 | 0 | 0 | 280.58 | 280.58
12/23/2024 01:00:00 | 12/23/2024 01:00:00 | 0 | 0 | 0 | 282.11 | 282.11
12/23/2024 02:00:00 | 12/23/2024 02:00:00 | 0 | 0 | 0 | 281.09 | 281.09
12/23/2024 03:00:00 | 12/23/2024 03:00:00 | 0 | 0 | 0 | 281.6 | 281.6
12/23/2024 04:00:00 | 12/23/2024 04:00:00 | 0 | 0 | 0 | 281.08 | 281.08
12/23/2024 05:00:00 | 12/23/2024 05:00:00 | 0 | 0 | 0 | 281.6 | 281.6
12/23/2024 06:00:00 | 12/23/2024 06:00:00 | 0 | 0 | 0 | 282.12 | 282.12
12/23/2024 07:00:00 | 12/23/2024 07:00:00 | 0.15 | 0.15 | 0 | 279.55 | 279.7
12/23/2024 08:00:00 | 12/23/2024 08:00:00 | 14.75 | 14.75 | 0 | 264.19 | 278.94
12/23/2024 09:00:00 | 12/23/2024 09:00:00 | 67.3 | 67.3 | 0 | 213.5 | 280.8
12/23/2024 10:00:00 | 12/23/2024 10:00:00 | 131.41 | 131.41 | 0 | 156.16 | 287.57
12/23/2024 11:00:00 | 12/23/2024 11:00:00 | 173.71 | 173.71 | 0 | 117.25 | 290.96
12/23/2024 12:00:00 | 12/23/2024 12:00:00 | 153.73 | 153.73 | 0 | 134.15 | 287.88
12/23/2024 13:00:00 | 12/23/2024 13:00:00 | 170.3 | 170.3 | 0 | 115.71 | 286.01
12/23/2024 14:00:00 | 12/23/2024 14:00:00 | 133.73 | 133.73 | 0 | 152.06 | 285.79
12/23/2024 15:00:00 | 12/23/2024 15:00:00 | 43.79 | 43.79 | 0 | 235.52 | 279.31
12/23/2024 16:00:00 | 12/23/2024 16:00:00 | 6.91 | 6.91 | 0 | 273.92 | 280.83
12/23/2024 17:00:00 | 12/23/2024 17:00:00 | 0 | 0 | 0 | 283.65 | 283.65
12/23/2024 18:00:00 | 12/23/2024 18:00:00 | 0 | 0 | 0 | 282.62 | 282.62
12/23/2024 19:00:00 | 12/23/2024 19:00:00 | 0 | 0 | 0 | 281.6 | 281.6
12/23/2024 20:00:00 | 12/23/2024 20:00:00 | 0 | 0 | 0 | 282.63 | 282.63
12/23/2024 21:00:00 | 12/23/2024 21:00:00 | 0 | 0 | 0 | 282.62 | 282.62
12/23/2024 22:00:00 | 12/23/2024 22:00:00 | 0 | 0 | 0 | 283.65 | 283.65
12/23/2024 23:00:00 | 12/23/2024 23:00:00 | 0 | 0 | 0 | 283.65 | 283.65
12/24/2024 00:00:00 | 12/24/2024 00:00:00 | 0 | 0 | 0 | 283.13 | 283.13
12/24/2024 01:00:00 | 12/24/2024 01:00:00 | 0 | 0 | 0 | 284.16 | 284.16
12/24/2024 02:00:00 | 12/24/2024 02:00:00 | 0 | 0 | 0 | 285.7 | 285.7
12/24/2024 03:00:00 | 12/24/2024 03:00:00 | 0 | 0 | 0 | 284.67 | 284.67
12/24/2024 04:00:00 | 12/24/2024 04:00:00 | 0 | 0 | 0 | 285.19 | 285.19
12/24/2024 05:00:00 | 12/24/2024 05:00:00 | 0 | 0 | 0 | 285.69 | 285.69
12/24/2024 06:00:00 | 12/24/2024 06:00:00 | 0 | 0 | 0 | 286.21 | 286.21
12/24/2024 07:00:00 | 12/24/2024 07:00:00 | 1.28 | 1.28 | 0 | 284.16 | 285.44
12/24/2024 08:00:00 | 12/24/2024 08:00:00 | 66.16 | 66.16 | 0 | 220.67 | 286.83
12/24/2024 09:00:00 | 12/24/2024 09:00:00 | 65.53 | 65.53 | 0 | 222.21 | 287.74
12/24/2024 10:00:00 | 12/24/2024 10:00:00 | 215.03 | 215.03 | 6.08 | 88.58 | 297.53
12/24/2024 11:00:00 | 12/24/2024 11:00:00 | 321.22 | 321.22 | 17.79 | 0 | 303.43
12/24/2024 12:00:00 | 12/24/2024 12:00:00 | 321.31 | 321.31 | 19.59 | 0 | 301.72
12/24/2024 13:00:00 | 12/24/2024 13:00:00 | 271.93 | 271.93 | 0.38 | 26.62 | 298.17
12/24/2024 14:00:00 | 12/24/2024 14:00:00 | 163.22 | 163.22 | 0 | 129.02 | 292.24
12/24/2024 15:00:00 | 12/24/2024 15:00:00 | 55.93 | 55.93 | 0 | 228.87 | 284.8
12/24/2024 16:00:00 | 12/24/2024 16:00:00 | 5.88 | 5.88 | 0 | 279.55 | 285.43
12/24/2024 17:00:00 | 12/24/2024 17:00:00 | 0 | 0 | 0 | 288.26 | 288.26
12/24/2024 18:00:00 | 12/24/2024 18:00:00 | 0 | 0 | 0 | 288.76 | 288.76
12/24/2024 19:00:00 | 12/24/2024 19:00:00 | 0 | 0 | 0 | 289.28 | 289.28
12/24/2024 20:00:00 | 12/24/2024 20:00:00 | 0 | 0 | 0 | 289.28 | 289.28
12/24/2024 21:00:00 | 12/24/2024 21:00:00 | 0 | 0 | 0 | 288.77 | 288.77
12/24/2024 22:00:00 | 12/24/2024 22:00:00 | 0 | 0 | 0 | 289.28 | 289.28
12/24/2024 23:00:00 | 12/24/2024 23:00:00 | 0 | 0 | 0 | 290.31 | 290.31
12/25/2024 00:00:00 | 12/25/2024 00:00:00 | 0 | 0 | 0 | 289.79 | 289.79
12/25/2024 01:00:00 | 12/25/2024 01:00:00 | 0 | 0 | 0 | 290.81 | 290.81
12/25/2024 02:00:00 | 12/25/2024 02:00:00 | 0 | 0 | 0 | 291.33 | 291.33
12/25/2024 03:00:00 | 12/25/2024 03:00:00 | 0 | 0 | 0 | 291.84 | 291.84
12/25/2024 04:00:00 | 12/25/2024 04:00:00 | 0 | 0 | 0 | 291.84 | 291.84
12/25/2024 05:00:00 | 12/25/2024 05:00:00 | 0 | 0 | 0 | 292.35 | 292.35
12/25/2024 06:00:00 | 12/25/2024 06:00:00 | 0 | 0 | 0 | 293.38 | 293.38
12/25/2024 07:00:00 | 12/25/2024 07:00:00 | 1.54 | 1.54 | 0 | 289.79 | 291.33
12/25/2024 08:00:00 | 12/25/2024 08:00:00 | 84.66 | 84.66 | 0 | 210.43 | 295.09
12/25/2024 09:00:00 | 12/25/2024 09:00:00 | 220.93 | 220.93 | 0 | 82.44 | 303.37
12/25/2024 10:00:00 | 12/25/2024 10:00:00 | 285.2 | 285.2 | 0.13 | 21.5 | 306.57
12/25/2024 11:00:00 | 12/25/2024 11:00:00 | 322.6 | 322.6 | 13.76 | 0 | 308.84
12/25/2024 12:00:00 | 12/25/2024 12:00:00 | 323.37 | 323.37 | 15.17 | 0 | 308.2
12/25/2024 13:00:00 | 12/25/2024 13:00:00 | 273.01 | 273.01 | 0.06 | 30.72 | 303.67
12/25/2024 14:00:00 | 12/25/2024 14:00:00 | 164.78 | 164.78 | 0 | 131.58 | 296.36
12/25/2024 15:00:00 | 12/25/2024 15:00:00 | 54.62 | 54.62 | 0 | 235.52 | 290.14
12/25/2024 16:00:00 | 12/25/2024 16:00:00 | 5.88 | 5.88 | 0 | 284.68 | 290.56
12/25/2024 17:00:00 | 12/25/2024 17:00:00 | 0 | 0 | 0 | 293.37 | 293.37
12/25/2024 18:00:00 | 12/25/2024 18:00:00 | 0 | 0 | 0 | 294.91 | 294.91
12/25/2024 19:00:00 | 12/25/2024 19:00:00 | 0 | 0 | 0 | 295.94 | 295.94
12/25/2024 20:00:00 | 12/25/2024 20:00:00 | 0 | 0 | 0 | 295.94 | 295.94
12/25/2024 21:00:00 | 12/25/2024 21:00:00 | 0 | 0 | 0 | 296.44 | 296.44
12/25/2024 22:00:00 | 12/25/2024 22:00:00 | 0 | 0 | 0 | 296.96 | 296.96
12/25/2024 23:00:00 | 12/25/2024 23:00:00 | 0 | 0 | 0 | 297.48 | 297.48
12/26/2024 00:00:00 | 12/26/2024 00:00:00 | 0 | 0 | 0 | 297.47 | 297.47
12/26/2024 01:00:00 | 12/26/2024 01:00:00 | 0 | 0 | 0 | 297.98 | 297.98
12/26/2024 02:00:00 | 12/26/2024 02:00:00 | 0 | 0 | 0 | 299.01 | 299.01
12/26/2024 03:00:00 | 12/26/2024 03:00:00 | 0 | 0 | 0 | 299.01 | 299.01
12/26/2024 04:00:00 | 12/26/2024 04:00:00 | 0 | 0 | 0 | 299.01 | 299.01
12/26/2024 05:00:00 | 12/26/2024 05:00:00 | 0 | 0 | 0 | 299.52 | 299.52
12/26/2024 06:00:00 | 12/26/2024 06:00:00 | 0 | 0 | 0 | 300.03 | 300.03
12/26/2024 07:00:00 | 12/26/2024 07:00:00 | 3.02 | 3.02 | 0 | 295.93 | 298.95
12/26/2024 08:00:00 | 12/26/2024 08:00:00 | 93.19 | 93.19 | 0 | 208.39 | 301.58
12/26/2024 09:00:00 | 12/26/2024 09:00:00 | 113.17 | 113.17 | 0 | 189.95 | 303.12
12/26/2024 10:00:00 | 12/26/2024 10:00:00 | 213.16 | 213.16 | 0 | 96.26 | 309.42
12/26/2024 11:00:00 | 12/26/2024 11:00:00 | 273.25 | 273.25 | 5.44 | 45.56 | 313.37
12/26/2024 12:00:00 | 12/26/2024 12:00:00 | 318.54 | 318.54 | 4.67 | 1.54 | 315.41
12/26/2024 13:00:00 | 12/26/2024 13:00:00 | 272.16 | 272.16 | 0 | 40.96 | 313.12
12/26/2024 14:00:00 | 12/26/2024 14:00:00 | 164.17 | 164.17 | 0 | 141.31 | 305.48
12/26/2024 15:00:00 | 12/26/2024 15:00:00 | 54.55 | 54.55 | 0 | 244.23 | 298.78
12/26/2024 16:00:00 | 12/26/2024 16:00:00 | 5.71 | 5.71 | 0 | 292.86 | 298.57
12/26/2024 17:00:00 | 12/26/2024 17:00:00 | 0 | 0 | 0 | 301.06 | 301.06
12/26/2024 18:00:00 | 12/26/2024 18:00:00 | 0 | 0 | 0 | 301.56 | 301.56
12/26/2024 19:00:00 | 12/26/2024 19:00:00 | 0 | 0 | 0 | 302.08 | 302.08
12/26/2024 20:00:00 | 12/26/2024 20:00:00 | 0 | 0 | 0 | 303.11 | 303.11
12/26/2024 21:00:00 | 12/26/2024 21:00:00 | 0 | 0 | 0 | 301.57 | 301.57
12/26/2024 22:00:00 | 12/26/2024 22:00:00 | 0 | 0 | 0 | 302.08 | 302.08
12/26/2024 23:00:00 | 12/26/2024 23:00:00 | 0 | 0 | 0 | 302.08 | 302.08
12/27/2024 00:00:00 | 12/27/2024 00:00:00 | 0 | 0 | 0 | 300.54 | 300.54
12/27/2024 01:00:00 | 12/27/2024 01:00:00 | 0 | 0 | 0 | 302.08 | 302.08
12/27/2024 02:00:00 | 12/27/2024 02:00:00 | 0 | 0 | 0 | 302.08 | 302.08
12/27/2024 03:00:00 | 12/27/2024 03:00:00 | 0 | 0 | 0 | 302.08 | 302.08
12/27/2024 04:00:00 | 12/27/2024 04:00:00 | 0 | 0 | 0 | 302.59 | 302.59
12/27/2024 05:00:00 | 12/27/2024 05:00:00 | 0 | 0 | 0 | 303.11 | 303.11
12/27/2024 06:00:00 | 12/27/2024 06:00:00 | 0 | 0 | 0 | 303.1 | 303.1
12/27/2024 07:00:00 | 12/27/2024 07:00:00 | 2.93 | 2.93 | 0 | 299.52 | 302.45
12/27/2024 08:00:00 | 12/27/2024 08:00:00 | 101.95 | 101.95 | 0 | 188.93 | 290.88
12/27/2024 09:00:00 | 12/27/2024 09:00:00 | 211.43 | 211.43 | 0.39 | 49.66 | 260.7
12/27/2024 10:00:00 | 12/27/2024 10:00:00 | 276.44 | 276.44 | 192.7 | 0 | 83.74
12/27/2024 11:00:00 | 12/27/2024 11:00:00 | 312.75 | 312.75 | 229.63 | 0 | 83.12
12/27/2024 12:00:00 | 12/27/2024 12:00:00 | 314.44 | 314.44 | 232.07 | 0 | 82.37
12/27/2024 13:00:00 | 12/27/2024 13:00:00 | 264.98 | 264.98 | 186.49 | 0 | 78.49
12/27/2024 14:00:00 | 12/27/2024 14:00:00 | 160.57 | 160.57 | 89.54 | 0 | 71.03
12/27/2024 15:00:00 | 12/27/2024 15:00:00 | 54.67 | 54.67 | 6.14 | 16.39 | 64.92
12/27/2024 16:00:00 | 12/27/2024 16:00:00 | 6.17 | 6.17 | 0 | 58.36 | 64.53
12/27/2024 17:00:00 | 12/27/2024 17:00:00 | 0 | 0 | 0 | 67.59 | 67.59
12/27/2024 18:00:00 | 12/27/2024 18:00:00 | 0 | 0 | 0 | 65.53 | 65.53
12/27/2024 19:00:00 | 12/27/2024 19:00:00 | 0 | 0 | 0 | 66.05 | 66.05
12/27/2024 20:00:00 | 12/27/2024 20:00:00 | 0 | 0 | 0 | 66.05 | 66.05
12/27/2024 21:00:00 | 12/27/2024 21:00:00 | 0 | 0 | 0 | 66.56 | 66.56
12/27/2024 22:00:00 | 12/27/2024 22:00:00 | 0 | 0 | 0 | 66.56 | 66.56
12/27/2024 23:00:00 | 12/27/2024 23:00:00 | 0 | 0 | 0 | 67.07 | 67.07
12/28/2024 00:00:00 | 12/28/2024 00:00:00 | 0 | 0 | 0 | 67.07 | 67.07
12/28/2024 01:00:00 | 12/28/2024 01:00:00 | 0 | 0 | 0 | 66.56 | 66.56
12/28/2024 02:00:00 | 12/28/2024 02:00:00 | 0 | 0 | 0 | 66.56 | 66.56
12/28/2024 03:00:00 | 12/28/2024 03:00:00 | 0 | 0 | 0 | 67.08 | 67.08
12/28/2024 04:00:00 | 12/28/2024 04:00:00 | 0 | 0 | 0 | 66.56 | 66.56
12/28/2024 05:00:00 | 12/28/2024 05:00:00 | 0 | 0 | 0 | 66.56 | 66.56
12/28/2024 06:00:00 | 12/28/2024 06:00:00 | 0 | 0 | 0 | 66.56 | 66.56
12/28/2024 07:00:00 | 12/28/2024 07:00:00 | 3.35 | 3.35 | 0 | 61.44 | 64.79
12/28/2024 08:00:00 | 12/28/2024 08:00:00 | 100.85 | 100.85 | 39.11 | 6.14 | 67.88
12/28/2024 09:00:00 | 12/28/2024 09:00:00 | 205.89 | 205.89 | 132.73 | 0 | 73.16
12/28/2024 10:00:00 | 12/28/2024 10:00:00 | 277.39 | 277.39 | 198.92 | 0 | 78.47
12/28/2024 11:00:00 | 12/28/2024 11:00:00 | 311.2 | 311.2 | 230.52 | 0 | 80.68
12/28/2024 12:00:00 | 12/28/2024 12:00:00 | 288.02 | 288.02 | 209.86 | 0 | 78.16
12/28/2024 13:00:00 | 12/28/2024 13:00:00 | 258.14 | 258.14 | 181.57 | 0 | 76.57
12/28/2024 14:00:00 | 12/28/2024 14:00:00 | 162.21 | 162.21 | 92.35 | 0 | 69.86
12/28/2024 15:00:00 | 12/28/2024 15:00:00 | 56.48 | 56.48 | 7.36 | 14.85 | 63.97
12/28/2024 16:00:00 | 12/28/2024 16:00:00 | 6.63 | 6.63 | 0 | 56.83 | 63.46
12/28/2024 17:00:00 | 12/28/2024 17:00:00 | 0 | 0 | 0 | 66.56 | 66.56
12/28/2024 18:00:00 | 12/28/2024 18:00:00 | 0 | 0 | 0 | 67.58 | 67.58
12/28/2024 19:00:00 | 12/28/2024 19:00:00 | 0 | 0 | 0 | 66.56 | 66.56
12/28/2024 20:00:00 | 12/28/2024 20:00:00 | 0 | 0 | 0 | 67.59 | 67.59
12/28/2024 21:00:00 | 12/28/2024 21:00:00 | 0 | 0 | 0 | 66.05 | 66.05
12/28/2024 22:00:00 | 12/28/2024 22:00:00 | 0 | 0 | 0 | 66.56 | 66.56
12/28/2024 23:00:00 | 12/28/2024 23:00:00 | 0 | 0 | 0 | 66.04 | 66.04
12/29/2024 00:00:00 | 12/29/2024 00:00:00 | 0 | 0 | 0 | 66.56 | 66.56
12/29/2024 01:00:00 | 12/29/2024 01:00:00 | 0 | 0 | 0 | 66.05 | 66.05
12/29/2024 02:00:00 | 12/29/2024 02:00:00 | 0 | 0 | 0 | 66.56 | 66.56
12/29/2024 03:00:00 | 12/29/2024 03:00:00 | 0 | 0 | 0 | 66.56 | 66.56
12/29/2024 04:00:00 | 12/29/2024 04:00:00 | 0 | 0 | 0 | 66.05 | 66.05
12/29/2024 05:00:00 | 12/29/2024 05:00:00 | 0 | 0 | 0 | 65.54 | 65.54
12/29/2024 06:00:00 | 12/29/2024 06:00:00 | 0 | 0 | 0 | 66.04 | 66.04
12/29/2024 07:00:00 | 12/29/2024 07:00:00 | 2.72 | 2.72 | 0 | 62.47 | 65.19
12/29/2024 08:00:00 | 12/29/2024 08:00:00 | 99.74 | 99.74 | 38.53 | 6.14 | 67.35
12/29/2024 09:00:00 | 12/29/2024 09:00:00 | 214.46 | 214.46 | 139.9 | 0 | 74.56
12/29/2024 10:00:00 | 12/29/2024 10:00:00 | 272.93 | 272.93 | 195.65 | 0 | 77.28
12/29/2024 11:00:00 | 12/29/2024 11:00:00 | 307.61 | 307.61 | 227.58 | 0 | 80.03
12/29/2024 12:00:00 | 12/29/2024 12:00:00 | 309.8 | 309.8 | 229.83 | 0 | 79.97
12/29/2024 13:00:00 | 12/29/2024 13:00:00 | 264.28 | 264.28 | 187.97 | 0 | 76.31
12/29/2024 14:00:00 | 12/29/2024 14:00:00 | 163.16 | 163.16 | 93.24 | 0 | 69.92
12/29/2024 15:00:00 | 12/29/2024 15:00:00 | 56.89 | 56.89 | 7.94 | 14.34 | 63.29
12/29/2024 16:00:00 | 12/29/2024 16:00:00 | 6.69 | 6.69 | 0 | 56.32 | 63.01
12/29/2024 17:00:00 | 12/29/2024 17:00:00 | 0 | 0 | 0 | 66.05 | 66.05
12/29/2024 18:00:00 | 12/29/2024 18:00:00 | 0 | 0 | 0 | 66.04 | 66.04
12/29/2024 19:00:00 | 12/29/2024 19:00:00 | 0 | 0 | 0 | 67.08 | 67.08
12/29/2024 20:00:00 | 12/29/2024 20:00:00 | 0 | 0 | 0 | 67.07 | 67.07
12/29/2024 21:00:00 | 12/29/2024 21:00:00 | 0 | 0 | 0 | 67.58 | 67.58
12/29/2024 22:00:00 | 12/29/2024 22:00:00 | 0 | 0 | 0 | 67.07 | 67.07
12/29/2024 23:00:00 | 12/29/2024 23:00:00 | 0 | 0 | 0 | 66.56 | 66.56
12/30/2024 00:00:00 | 12/30/2024 00:00:00 | 0 | 0 | 0 | 66.05 | 66.05
12/30/2024 01:00:00 | 12/30/2024 01:00:00 | 0 | 0 | 0 | 66.56 | 66.56
12/30/2024 02:00:00 | 12/30/2024 02:00:00 | 0 | 0 | 0 | 66.56 | 66.56
12/30/2024 03:00:00 | 12/30/2024 03:00:00 | 0 | 0 | 0 | 66.05 | 66.05
12/30/2024 04:00:00 | 12/30/2024 04:00:00 | 0 | 0 | 0 | 66.05 | 66.05
12/30/2024 05:00:00 | 12/30/2024 05:00:00 | 0 | 0 | 0 | 66.56 | 66.56
12/30/2024 06:00:00 | 12/30/2024 06:00:00 | 0 | 0 | 0 | 66.56 | 66.56
12/30/2024 07:00:00 | 12/30/2024 07:00:00 | 2.74 | 2.74 | 0 | 61.95 | 64.69
12/30/2024 08:00:00 | 12/30/2024 08:00:00 | 101.28 | 101.28 | 39.74 | 6.14 | 67.68
12/30/2024 09:00:00 | 12/30/2024 09:00:00 | 216.42 | 216.42 | 141.7 | 0 | 74.72
12/30/2024 10:00:00 | 12/30/2024 10:00:00 | 275.44 | 275.44 | 197.38 | 0 | 78.06
12/30/2024 11:00:00 | 12/30/2024 11:00:00 | 309.94 | 309.94 | 230.46 | 0 | 79.48
12/30/2024 12:00:00 | 12/30/2024 12:00:00 | 313.81 | 313.81 | 234.24 | 0 | 79.57
12/30/2024 13:00:00 | 12/30/2024 13:00:00 | 267.33 | 267.33 | 190.4 | 0 | 76.93
12/30/2024 14:00:00 | 12/30/2024 14:00:00 | 165.75 | 165.75 | 95.68 | 0 | 70.07
12/30/2024 15:00:00 | 12/30/2024 15:00:00 | 57.7 | 57.7 | 8.26 | 14.85 | 64.29
12/30/2024 16:00:00 | 12/30/2024 16:00:00 | 6.66 | 6.66 | 0 | 56.32 | 62.98
12/30/2024 17:00:00 | 12/30/2024 17:00:00 | 0 | 0 | 0 | 66.05 | 66.05
12/30/2024 18:00:00 | 12/30/2024 18:00:00 | 0 | 0 | 0 | 65.02 | 65.02
12/30/2024 19:00:00 | 12/30/2024 19:00:00 | 0 | 0 | 0 | 65.03 | 65.03
12/30/2024 20:00:00 | 12/30/2024 20:00:00 | 0 | 0 | 0 | 65.53 | 65.53
12/30/2024 21:00:00 | 12/30/2024 21:00:00 | 0 | 0 | 0 | 66.05 | 66.05
12/30/2024 22:00:00 | 12/30/2024 22:00:00 | 0 | 0 | 0 | 66.56 | 66.56
12/30/2024 23:00:00 | 12/30/2024 23:00:00 | 0 | 0 | 0 | 66.05 | 66.05
12/31/2024 00:00:00 | 12/31/2024 00:00:00 | 0 | 0 | 0 | 65.54 | 65.54
12/31/2024 01:00:00 | 12/31/2024 01:00:00 | 0 | 0 | 0 | 66.04 | 66.04
12/31/2024 02:00:00 | 12/31/2024 02:00:00 | 0 | 0 | 0 | 65.03 | 65.03
12/31/2024 03:00:00 | 12/31/2024 03:00:00 | 0 | 0 | 0 | 65.02 | 65.02
12/31/2024 04:00:00 | 12/31/2024 04:00:00 | 0 | 0 | 0 | 65.54 | 65.54
12/31/2024 05:00:00 | 12/31/2024 05:00:00 | 0 | 0 | 0 | 65.53 | 65.53
12/31/2024 06:00:00 | 12/31/2024 06:00:00 | 0 | 0 | 0 | 65.03 | 65.03
12/31/2024 07:00:00 | 12/31/2024 07:00:00 | 2.81 | 2.81 | 0 | 61.44 | 64.25
12/31/2024 08:00:00 | 12/31/2024 08:00:00 | 99.72 | 99.72 | 39.61 | 5.63 | 65.74
12/31/2024 09:00:00 | 12/31/2024 09:00:00 | 213.81 | 213.81 | 139.27 | 0 | 74.54
12/31/2024 10:00:00 | 12/31/2024 10:00:00 | 274.09 | 274.09 | 195.71 | 0 | 78.38
12/31/2024 11:00:00 | 12/31/2024 11:00:00 | 310.62 | 310.62 | 230.53 | 0 | 80.09
12/31/2024 12:00:00 | 12/31/2024 12:00:00 | 316.12 | 316.12 | 236.35 | 0 | 79.77
12/31/2024 13:00:00 | 12/31/2024 13:00:00 | 271.33 | 271.33 | 194.3 | 0 | 77.03
12/31/2024 14:00:00 | 12/31/2024 14:00:00 | 168.77 | 168.77 | 98.82 | 0 | 69.95
12/31/2024 15:00:00 | 12/31/2024 15:00:00 | 60.65 | 60.65 | 9.73 | 12.29 | 63.21
12/31/2024 16:00:00 | 12/31/2024 16:00:00 | 7.83 | 7.83 | 0 | 54.78 | 62.61
12/31/2024 17:00:00 | 12/31/2024 17:00:00 | 0 | 0 | 0 | 66.05 | 66.05
12/31/2024 18:00:00 | 12/31/2024 18:00:00 | 0 | 0 | 0 | 65.02 | 65.02
12/31/2024 19:00:00 | 12/31/2024 19:00:00 | 0 | 0 | 0 | 66.05 | 66.05
12/31/2024 20:00:00 | 12/31/2024 20:00:00 | 0 | 0 | 0 | 65.54 | 65.54
12/31/2024 21:00:00 | 12/31/2024 21:00:00 | 0 | 0 | 0 | 66.05 | 66.05
12/31/2024 22:00:00 | 12/31/2024 22:00:00 | 0 | 0 | 0 | 66.04 | 66.04
12/31/2024 23:00:00 | 12/31/2024 23:00:00 | 0 | 0 | 0 | 65.54 | 65.54
SUM OVER 1 YEAR in kWh | SUM OVER 1 YEAR in kWh | 1265548.07 | 1265548.07 | 459994.88 | 2532288.25 | 3337841.44
|  | PvYield | InverterYield | GridFeedIn | PurchasedFromNet | ConsumerUse